Reagensi, izuzev za transfuziju | 404-1-110/24-44 | 130 | Reagensi za aparate ARCHITECT (c 8000, c4000, ci 16200, ci8200, ci4100, i1000, i2000) (ABBOTT) | 32 | HOLINESTERAZA | RGN216243 | pakovanje | 1254 testova | SENTINEL CH. S.p.A. | Cholinesterase | 95481 | 20% | Magna Pharmacia d.o.o. | 105-15/24 | 08.10.2024 | 08.10.2025
Reagensi, izuzev za transfuziju | 404-1-110/24-44 | 130 | Reagensi za aparate ARCHITECT (c 8000, c4000, ci 16200, ci8200, ci4100, i1000, i2000) (ABBOTT) | 33 | ETANOL | RGN216244 | pakovanje | 200 testova | Microgenics Corporation | Architect Ethanol Reagent | 55614 | 20% | Magna Pharmacia d.o.o. | 105-15/24 | 08.10.2024 | 08.10.2025
Reagensi, izuzev za transfuziju | 404-1-110/24-44 | 130 | Reagensi za aparate ARCHITECT (c 8000, c4000, ci 16200, ci8200, ci4100, i1000, i2000) (ABBOTT) | 34 | D DIMER | RGN216245 | pakovanje | 103 testova | Biokit, S.A. | D DIMER | 65481 | 20% | Magna Pharmacia d.o.o. | 105-15/24 | 08.10.2024 | 08.10.2025
Reagensi, izuzev za transfuziju | 404-1-110/24-44 | 130 | Reagensi za aparate ARCHITECT (c 8000, c4000, ci 16200, ci8200, ci4100, i1000, i2000) (ABBOTT) | 35 | PROTEINI U URINU I CSF | RGN216246 | pakovanje | 2244 testova | Abbott Laboratories Diagnostics Division | Architect Urine/CSF Protein | 40335 | 20% | Magna Pharmacia d.o.o. | 105-15/24 | 08.10.2024 | 08.10.2025
Reagensi, izuzev za transfuziju | 404-1-110/24-44 | 130 | Reagensi za aparate ARCHITECT (c 8000, c4000, ci 16200, ci8200, ci4100, i1000, i2000) (ABBOTT) | 36 | PROTEINI U URINU I CSF | RGN216247 | pakovanje | 209 testova | Abbott Laboratories Diagnostics Division | Architect Urine/CSF Protein | 11368 | 20% | Magna Pharmacia d.o.o. | 105-15/24 | 08.10.2024 | 08.10.2025
Reagensi, izuzev za transfuziju | 404-1-110/24-44 | 130 | Reagensi za aparate ARCHITECT (c 8000, c4000, ci 16200, ci8200, ci4100, i1000, i2000) (ABBOTT) | 37 | Microalbumin | RGN216248 | pakovanje | 500 testova | Abbott GmbH | Architect Microalbumin | 106087 | 20% | Magna Pharmacia d.o.o. | 105-15/24 | 08.10.2024 | 08.10.2025
Reagensi, izuzev za transfuziju | 404-1-110/24-44 | 130 | Reagensi za aparate ARCHITECT (c 8000, c4000, ci 16200, ci8200, ci4100, i1000, i2000) (ABBOTT) | 38 | FERITIN | RGN216249 | pakovanje | 224 testova | Biokit, S.A. | Architect Architect Ferritin Reagent Kit | 112122 | 20% | Magna Pharmacia d.o.o. | 105-15/24 | 08.10.2024 | 08.10.2025
Reagensi, izuzev za transfuziju | 404-1-110/24-44 | 130 | Reagensi za aparate ARCHITECT (c 8000, c4000, ci 16200, ci8200, ci4100, i1000, i2000) (ABBOTT) | 39 | TRANSFERIN | RGN220941 | pakovanje | 390 testova | Abbott Laboratories Diagnostics Division | Architect Transferrin | 112125 | 20% | Magna Pharmacia d.o.o. | 105-15/24 | 08.10.2024 | 08.10.2025
Reagensi, izuzev za transfuziju | 404-1-110/24-44 | 130 | Reagensi za aparate ARCHITECT (c 8000, c4000, ci 16200, ci8200, ci4100, i1000, i2000) (ABBOTT) | 40 | HAPTOGLOBIN | RGN220942 | pakovanje | 228 testova | Abbott Laboratories Diagnostics Division | Architect Haptoglobin | 61453 | 20% | Magna Pharmacia d.o.o. | 105-15/24 | 08.10.2024 | 08.10.2025
Reagensi, izuzev za transfuziju | 404-1-110/24-44 | 130 | Reagensi za aparate ARCHITECT (c 8000, c4000, ci 16200, ci8200, ci4100, i1000, i2000) (ABBOTT) | 41 | C-REAKTIVNI PROTEIN | RGN216252 | pakovanje | 2192 testova | SENTINEL CH. S.p.A. | CRP Vario | 157196 | 20% | Magna Pharmacia d.o.o. | 105-15/24 | 08.10.2024 | 08.10.2025
Reagensi, izuzev za transfuziju | 404-1-110/24-44 | 130 | Reagensi za aparate ARCHITECT (c 8000, c4000, ci 16200, ci8200, ci4100, i1000, i2000) (ABBOTT) | 42 | IGA | RGN216253 | pakovanje | 373 testova | Abbott Laboratories Diagnostics Division | Architect Immunoglobulin A | 45279 | 20% | Magna Pharmacia d.o.o. | 105-15/24 | 08.10.2024 | 08.10.2025
Reagensi, izuzev za transfuziju | 404-1-110/24-44 | 130 | Reagensi za aparate ARCHITECT (c 8000, c4000, ci 16200, ci8200, ci4100, i1000, i2000) (ABBOTT) | 43 | IGG | RGN216254 | pakovanje | 388 testova | Abbott Laboratories Diagnostics Division | Architect Immunoglobulin G | 50670 | 20% | Magna Pharmacia d.o.o. | 105-15/24 | 08.10.2024 | 08.10.2025
Reagensi, izuzev za transfuziju | 404-1-110/24-44 | 130 | Reagensi za aparate ARCHITECT (c 8000, c4000, ci 16200, ci8200, ci4100, i1000, i2000) (ABBOTT) | 44 | IGM | RGN216255 | pakovanje | 373 testova | Abbott Laboratories Diagnostics Division | Architect Immunoglobulin M | 50671 | 20% | Magna Pharmacia d.o.o. | 105-15/24 | 08.10.2024 | 08.10.2025
Reagensi, izuzev za transfuziju | 404-1-110/24-44 | 130 | Reagensi za aparate ARCHITECT (c 8000, c4000, ci 16200, ci8200, ci4100, i1000, i2000) (ABBOTT) | 45 | IGE | RGN216256 | pakovanje | 115 testova | Biokit, S.A. | Quantia IgE | 54983 | 20% | Magna Pharmacia d.o.o. | 105-15/24 | 08.10.2024 | 08.10.2025
Reagensi, izuzev za transfuziju | 404-1-110/24-44 | 130 | Reagensi za aparate ARCHITECT (c 8000, c4000, ci 16200, ci8200, ci4100, i1000, i2000) (ABBOTT) | 46 | COMPLEMENT C3 | RGN216257 | pakovanje | 279 testova | Abbott Laboratories Diagnostics Division | Architect Complement C3 | 42047 | 20% | Magna Pharmacia d.o.o. | 105-15/24 | 08.10.2024 | 08.10.2025
Reagensi, izuzev za transfuziju | 404-1-110/24-44 | 130 | Reagensi za aparate ARCHITECT (c 8000, c4000, ci 16200, ci8200, ci4100, i1000, i2000) (ABBOTT) | 47 | COMPLEMENT C4 | RGN216258 | pakovanje | 279 testova | Abbott Laboratories Diagnostics Division | Architect Complement C4 | 42047 | 20% | Magna Pharmacia d.o.o. | 105-15/24 | 08.10.2024 | 08.10.2025
Reagensi, izuzev za transfuziju | 404-1-110/24-44 | 130 | Reagensi za aparate ARCHITECT (c 8000, c4000, ci 16200, ci8200, ci4100, i1000, i2000) (ABBOTT) | 48 | RF | RGN220943 | pakovanje | 360 testova | Biokit, S.A. | Quantia RF | 75348 | 20% | Magna Pharmacia d.o.o. | 105-15/24 | 08.10.2024 | 08.10.2025
Reagensi, izuzev za transfuziju | 404-1-110/24-44 | 130 | Reagensi za aparate ARCHITECT (c 8000, c4000, ci 16200, ci8200, ci4100, i1000, i2000) (ABBOTT) | 49 | ANTISTREPTOLIZIN O | RGN216260 | pakovanje | 248 testova | Biokit, S.A. | Quantia ASO | 48946 | 20% | Magna Pharmacia d.o.o. | 105-15/24 | 08.10.2024 | 08.10.2025
Reagensi, izuzev za transfuziju | 404-1-110/24-44 | 130 | Reagensi za aparate ARCHITECT (c 8000, c4000, ci 16200, ci8200, ci4100, i1000, i2000) (ABBOTT) | 50 | β2-MIKROGLOBULIN | RGN216261 | pakovanje | 79 testova | Biokit, S.A. | Quantia β2-Microglobulin | 67864 | 20% | Magna Pharmacia d.o.o. | 105-15/24 | 08.10.2024 | 08.10.2025
Reagensi, izuzev za transfuziju | 404-1-110/24-44 | 130 | Reagensi za aparate ARCHITECT (c 8000, c4000, ci 16200, ci8200, ci4100, i1000, i2000) (ABBOTT) | 51 | MIOGLOBIN | RGN216262 | pakovanje | 167 testova | Biokit, S.A. | Quantia Myoglobin | 77974 | 20% | Magna Pharmacia d.o.o. | 105-15/24 | 08.10.2024 | 08.10.2025
Reagensi, izuzev za transfuziju | 404-1-110/24-44 | 130 | Reagensi za aparate ARCHITECT (c 8000, c4000, ci 16200, ci8200, ci4100, i1000, i2000) (ABBOTT) | 52 | CERULOPLAZMIN | RGN216263 | pakovanje | 177 testova | SENTINEL CH. S.p.A. | Ceruloplasmin | 42047 | 20% | Magna Pharmacia d.o.o. | 105-15/24 | 08.10.2024 | 08.10.2025
Reagensi, izuzev za transfuziju | 404-1-110/24-44 | 130 | Reagensi za aparate ARCHITECT (c 8000, c4000, ci 16200, ci8200, ci4100, i1000, i2000) (ABBOTT) | 53 | HBA1C | RGN216264 | pakovanje | 300 testova | Abbott GmbH & Co. KG | Architect Hemoglobin A1c Reagents | 113202 | 20% | Magna Pharmacia d.o.o. | 105-15/24 | 08.10.2024 | 08.10.2025
Reagensi, izuzev za transfuziju | 404-1-110/24-44 | 130 | Reagensi za aparate ARCHITECT (c 8000, c4000, ci 16200, ci8200, ci4100, i1000, i2000) (ABBOTT) | 54 | BIKARBONATI | RGN216265 | pakovanje | 1500 testova | Abbott Laboratories Diagnostics Division | Architect Carbon Dioxide | 20272 | 20% | Magna Pharmacia d.o.o. | 105-15/24 | 08.10.2024 | 08.10.2025
Reagensi, izuzev za transfuziju | 404-1-110/24-44 | 130 | Reagensi za aparate ARCHITECT (c 8000, c4000, ci 16200, ci8200, ci4100, i1000, i2000) (ABBOTT) | 55 | APOLIPOPROTEIN A1 | RGN216266 | pakovanje | 243 testa | Abbott Laboratories Diagnostics Division | Architect Apolipoprotein A 1 | 56600 | 20% | Magna Pharmacia d.o.o. | 105-15/24 | 08.10.2024 | 08.10.2025
Reagensi, izuzev za transfuziju | 404-1-110/24-44 | 130 | Reagensi za aparate ARCHITECT (c 8000, c4000, ci 16200, ci8200, ci4100, i1000, i2000) (ABBOTT) | 56 | APOLIPOPROTEIN B | RGN216267 | pakovanje | 243 testa | Abbott Laboratories Diagnostics Division | Architect Apolipoprotein B | 45281 | 20% | Magna Pharmacia d.o.o. | 105-15/24 | 08.10.2024 | 08.10.2025
Reagensi, izuzev za transfuziju | 404-1-110/24-44 | 130 | Reagensi za aparate ARCHITECT (c 8000, c4000, ci 16200, ci8200, ci4100, i1000, i2000) (ABBOTT) | 57 | LIPOPROTEIN A | RGN216268 | pakovanje | 96 testova | Biokit, S.A. | Quantia Lp(a) | 61453 | 20% | Magna Pharmacia d.o.o. | 105-15/24 | 08.10.2024 | 08.10.2025
Reagensi, izuzev za transfuziju | 404-1-110/24-44 | 130 | Reagensi za aparate ARCHITECT (c 8000, c4000, ci 16200, ci8200, ci4100, i1000, i2000) (ABBOTT) | 58 | Lp(a) kalibrator | RGN216269 | pakovanje | 5 x 1 ml | Biokit, S.A. | Quantia Lp(a) Standard | 51750 | 20% | Magna Pharmacia d.o.o. | 105-15/24 | 08.10.2024 | 08.10.2025
Reagensi, izuzev za transfuziju | 404-1-110/24-44 | 130 | Reagensi za aparate ARCHITECT (c 8000, c4000, ci 16200, ci8200, ci4100, i1000, i2000) (ABBOTT) | 59 | Lp(a) kontrola | RGN216270 | pakovanje | 2 x 3 x 1 ml | Biokit, S.A. | Quantia Lp(a) Control | 51750 | 20% | Magna Pharmacia d.o.o. | 105-15/24 | 08.10.2024 | 08.10.2025
Reagensi, izuzev za transfuziju | 404-1-110/24-44 | 130 | Reagensi za aparate ARCHITECT (c 8000, c4000, ci 16200, ci8200, ci4100, i1000, i2000) (ABBOTT) | 60 | LITIJUM | RGN216271 | pakovanje | 194 testa | SENTINEL CH. S.p.A. | Lithium | 201825 | 20% | Magna Pharmacia d.o.o. | 105-15/24 | 08.10.2024 | 08.10.2025
Reagensi, izuzev za transfuziju | 404-1-110/24-44 | 130 | Reagensi za aparate ARCHITECT (c 8000, c4000, ci 16200, ci8200, ci4100, i1000, i2000) (ABBOTT) | 61 | BAKAR | RGN216272 | pakovanje | 325 testova | SENTINEL CH. S.p.A. | Copper | 48386 | 20% | Magna Pharmacia d.o.o. | 105-15/24 | 08.10.2024 | 08.10.2025
Reagensi, izuzev za transfuziju | 404-1-110/24-44 | 130 | Reagensi za aparate ARCHITECT (c 8000, c4000, ci 16200, ci8200, ci4100, i1000, i2000) (ABBOTT) | 62 | Žučne kiseline | RGN216273 | pakovanje | 180 testova | SENTINEL CH. S.p.A. | Bile Acids | 116357 | 20% | Magna Pharmacia d.o.o. | 105-15/24 | 08.10.2024 | 08.10.2025
Reagensi, izuzev za transfuziju | 404-1-110/24-44 | 130 | Reagensi za aparate ARCHITECT (c 8000, c4000, ci 16200, ci8200, ci4100, i1000, i2000) (ABBOTT) | 63 | Clin Chem Control 1 | RGN216274 | pakovanje | 6 x 5 ml | SENTINEL CH. S.p.A. | Clin Chem Control Tip: 1 | 38812 | 20% | Magna Pharmacia d.o.o. | 105-15/24 | 08.10.2024 | 08.10.2025
Reagensi, izuzev za transfuziju | 404-1-110/24-44 | 130 | Reagensi za aparate ARCHITECT (c 8000, c4000, ci 16200, ci8200, ci4100, i1000, i2000) (ABBOTT) | 64 | Clin Chem Control 2 | RGN216275 | pakovanje | 6 x 5 ml | SENTINEL CH. S.p.A. | Clin Chem Control Tip: 2 | 38812 | 20% | Magna Pharmacia d.o.o. | 105-15/24 | 08.10.2024 | 08.10.2025
Reagensi, izuzev za transfuziju | 404-1-110/24-44 | 130 | Reagensi za aparate ARCHITECT (c 8000, c4000, ci 16200, ci8200, ci4100, i1000, i2000) (ABBOTT) | 65 | Acid Wash Solution | RGN216276 | pakovanje | 2 x 500 ml | Abbott Laboratories Diagnostics Division | Architect Acid Wash | 18296 | 20% | Magna Pharmacia d.o.o. | 105-15/24 | 08.10.2024 | 08.10.2025
Reagensi, izuzev za transfuziju | 404-1-110/24-44 | 130 | Reagensi za aparate ARCHITECT (c 8000, c4000, ci 16200, ci8200, ci4100, i1000, i2000) (ABBOTT) | 66 | Alkaline Wash Solution | RGN216277 | pakovanje | 2 x 500 ml | Abbott Laboratories Diagnostics Division | Architect Alkaline Wash | 17825 | 20% | Magna Pharmacia d.o.o. | 105-15/24 | 08.10.2024 | 08.10.2025
Reagensi, izuzev za transfuziju | 404-1-110/24-44 | 130 | Reagensi za aparate ARCHITECT (c 8000, c4000, ci 16200, ci8200, ci4100, i1000, i2000) (ABBOTT) | 67 | Detergent A | RGN216278 | pakovanje | 2 x 500 ml | Abbott Laboratories Diagnostics Division | Architect Detergent A | 23069 | 20% | Magna Pharmacia d.o.o. | 105-15/24 | 08.10.2024 | 08.10.2025
Reagensi, izuzev za transfuziju | 404-1-110/24-44 | 130 | Reagensi za aparate ARCHITECT (c 8000, c4000, ci 16200, ci8200, ci4100, i1000, i2000) (ABBOTT) | 68 | Detergent B | RGN216279 | pakovanje | 2 x 400 ml | Abbott Laboratories Diagnostics Division | Architect Detergent B | 47738 | 20% | Magna Pharmacia d.o.o. | 105-15/24 | 08.10.2024 | 08.10.2025
Reagensi, izuzev za transfuziju | 404-1-110/24-44 | 130 | Reagensi za aparate ARCHITECT (c 8000, c4000, ci 16200, ci8200, ci4100, i1000, i2000) (ABBOTT) | 69 | Water Bath Additive | RGN216280 | pakovanje | 2 x 500 ml | Abbott Laboratories Diagnostics Division | Architect Water Bath Additive | 19895 | 20% | Magna Pharmacia d.o.o. | 105-15/24 | 08.10.2024 | 08.10.2025
Reagensi, izuzev za transfuziju | 404-1-110/24-44 | 130 | Reagensi za aparate ARCHITECT (c 8000, c4000, ci 16200, ci8200, ci4100, i1000, i2000) (ABBOTT) | 70 | Multiconsittuent Calibrator | RGN216281 | pakovanje | 3 x 5 ml | Abbott GmbH & Co. KG | Architect Multiconstituent Calibrator | 25162 | 20% | Magna Pharmacia d.o.o. | 105-15/24 | 08.10.2024 | 08.10.2025
Reagensi, izuzev za transfuziju | 404-1-110/24-44 | 130 | Reagensi za aparate ARCHITECT (c 8000, c4000, ci 16200, ci8200, ci4100, i1000, i2000) (ABBOTT) | 71 | Clin chem calibrator | RGN216282 | pakovanje | 4 x 3 ml | SENTINEL CH. S.p.A. | Architect Clin chem calibrator | 21212 | 20% | Magna Pharmacia d.o.o. | 105-15/24 | 08.10.2024 | 08.10.2025
Reagensi, izuzev za transfuziju | 404-1-110/24-44 | 130 | Reagensi za aparate ARCHITECT (c 8000, c4000, ci 16200, ci8200, ci4100, i1000, i2000) (ABBOTT) | 72 | Bilirubin kalibrator | RGN216283 | pakovanje | 2 x 3 x 5 ml | Abbott GmbH & Co. KG | Architect Bilirubin Calibrator | 25464 | 20% | Magna Pharmacia d.o.o. | 105-15/24 | 08.10.2024 | 08.10.2025
Reagensi, izuzev za transfuziju | 404-1-110/24-44 | 130 | Reagensi za aparate ARCHITECT (c 8000, c4000, ci 16200, ci8200, ci4100, i1000, i2000) (ABBOTT) | 73 | CO2 kalibrator | RGN216284 | pakovanje | 2 x 3 x 5 ml | Abbott GmbH & Co. KG | Architect Carbon Dioxide Calibrator | 20272 | 20% | Magna Pharmacia d.o.o. | 105-15/24 | 08.10.2024 | 08.10.2025
Reagensi, izuzev za transfuziju | 404-1-110/24-44 | 130 | Reagensi za aparate ARCHITECT (c 8000, c4000, ci 16200, ci8200, ci4100, i1000, i2000) (ABBOTT) | 74 | Lipid Multiconstituent kalibrator | RGN216285 | pakovanje | 6 x 1 ml | Abbott GmbH & Co. KG | Architect Lipid Multiconstituent Calibrator | 43771 | 20% | Magna Pharmacia d.o.o. | 105-15/24 | 08.10.2024 | 08.10.2025
Reagensi, izuzev za transfuziju | 404-1-110/24-44 | 130 | Reagensi za aparate ARCHITECT (c 8000, c4000, ci 16200, ci8200, ci4100, i1000, i2000) (ABBOTT) | 75 | Urine/CSF Proteins Calibrator | RGN216286 | pakovanje | 5 x 5 ml | Abbott GmbH & Co. KG | Architect Urine/CSF Protein Calibrator | 27054 | 20% | Magna Pharmacia d.o.o. | 105-15/24 | 08.10.2024 | 08.10.2025
Reagensi, izuzev za transfuziju | 404-1-110/24-44 | 130 | Reagensi za aparate ARCHITECT (c 8000, c4000, ci 16200, ci8200, ci4100, i1000, i2000) (ABBOTT) | 76 | Specific Protein MCC | RGN216287 | pakovanje | 5 x 1 ml | Abbott GmbH & Co. KG | Architect Specific Proteins Multiconstituent Calibrator | 23287 | 20% | Magna Pharmacia d.o.o. | 105-15/24 | 08.10.2024 | 08.10.2025
Reagensi, izuzev za transfuziju | 404-1-110/24-44 | 130 | Reagensi za aparate ARCHITECT (c 8000, c4000, ci 16200, ci8200, ci4100, i1000, i2000) (ABBOTT) | 77 | Mikroalbumin kalibrator | RGN216288 | pakovanje | 5 x 2 ml | Abbott GmbH | Architect Microalbumin Calibrators | 19406 | 20% | Magna Pharmacia d.o.o. | 105-15/24 | 08.10.2024 | 08.10.2025
Reagensi, izuzev za transfuziju | 404-1-110/24-44 | 130 | Reagensi za aparate ARCHITECT (c 8000, c4000, ci 16200, ci8200, ci4100, i1000, i2000) (ABBOTT) | 78 | Mikroalbumin kontrola | RGN216289 | pakovanje | 2 x 2 x 2 ml | Abbott GmbH | Architect Microalbumin Controls | 24412 | 20% | Magna Pharmacia d.o.o. | 105-15/24 | 08.10.2024 | 08.10.2025
Reagensi, izuzev za transfuziju | 404-1-110/24-44 | 130 | Reagensi za aparate ARCHITECT (c 8000, c4000, ci 16200, ci8200, ci4100, i1000, i2000) (ABBOTT) | 79 | Lipaza kalibrator | RGN216290 | pakovanje | 2 x 3 ml | Abbott Laboratories Diagnostics Division | Architect Lipase Calibrator | 10511 | 20% | Magna Pharmacia d.o.o. | 105-15/24 | 08.10.2024 | 08.10.2025
Reagensi, izuzev za transfuziju | 404-1-110/24-44 | 130 | Reagensi za aparate ARCHITECT (c 8000, c4000, ci 16200, ci8200, ci4100, i1000, i2000) (ABBOTT) | 80 | CK-MB kalibrator | RGN216291 | pakovanje | 2 x 1 ml | SENTINEL CH. S.p.A. | Architect CK-MB Calibrator | 17506 | 20% | Magna Pharmacia d.o.o. | 105-15/24 | 08.10.2024 | 08.10.2025
Reagensi, izuzev za transfuziju | 404-1-110/24-44 | 130 | Reagensi za aparate ARCHITECT (c 8000, c4000, ci 16200, ci8200, ci4100, i1000, i2000) (ABBOTT) | 81 | CRP kalibrator | RGN216292 | pakovanje | 7 x 2 ml | SENTINEL CH. S.p.A. | Architect CRP Calibrator Set | 53025 | 20% | Magna Pharmacia d.o.o. | 105-15/24 | 08.10.2024 | 08.10.2025
Reagensi, izuzev za transfuziju | 404-1-110/24-44 | 130 | Reagensi za aparate ARCHITECT (c 8000, c4000, ci 16200, ci8200, ci4100, i1000, i2000) (ABBOTT) | 82 | CRP Calibrator WR Set | RGN216293 | pakovanje | 1 x 2 ml | SENTINEL CH. S.p.A. | Architect CRP Calibrator Tip: HS; WR | 53025 | 20% | Magna Pharmacia d.o.o. | 105-15/24 | 08.10.2024 | 08.10.2025
Reagensi, izuzev za transfuziju | 404-1-110/24-44 | 130 | Reagensi za aparate ARCHITECT (c 8000, c4000, ci 16200, ci8200, ci4100, i1000, i2000) (ABBOTT) | 83 | Plasmaproteins Cal | RGN216294 | pakovanje | 4 x 1 ml | SENTINEL CH. S.p.A. | Architect Plasmaproteins Cal 3x | 40406 | 20% | Magna Pharmacia d.o.o. | 105-15/24 | 08.10.2024 | 08.10.2025
Reagensi, izuzev za transfuziju | 404-1-110/24-44 | 130 | Reagensi za aparate ARCHITECT (c 8000, c4000, ci 16200, ci8200, ci4100, i1000, i2000) (ABBOTT) | 84 | ASO Standard | RGN216295 | pakovanje | 6 x 1 ml | Quantia ASO Standard | Architect Quantia ASO Standard | 24365 | 20% | Magna Pharmacia d.o.o. | 105-15/24 | 08.10.2024 | 08.10.2025
Reagensi, izuzev za transfuziju | 404-1-110/24-44 | 130 | Reagensi za aparate ARCHITECT (c 8000, c4000, ci 16200, ci8200, ci4100, i1000, i2000) (ABBOTT) | 85 | ASO contr 1 | RGN216296 | pakovanje | 6 x 1 ml | Quantia ASO RF Control Tip: I; II | Architect Quantia ASO RF Control Tip: I; II | 19098 | 20% | Magna Pharmacia d.o.o. | 105-15/24 | 08.10.2024 | 08.10.2025
Reagensi, izuzev za transfuziju | 404-1-110/24-44 | 130 | Reagensi za aparate ARCHITECT (c 8000, c4000, ci 16200, ci8200, ci4100, i1000, i2000) (ABBOTT) | 86 | ASO contr 2 | RGN216297 | pakovanje | 6 x 1 ml | Quantia ASO RF Control Tip: I; II | Architect Quantia ASO RF Control Tip: I; II | 19098 | 20% | Magna Pharmacia d.o.o. | 105-15/24 | 08.10.2024 | 08.10.2025
Reagensi, izuzev za transfuziju | 404-1-110/24-44 | 130 | Reagensi za aparate ARCHITECT (c 8000, c4000, ci 16200, ci8200, ci4100, i1000, i2000) (ABBOTT) | 87 | β2-microglobulin Standard | RGN216298 | pakovanje | 3 x 1 ml | Quantia β2-Microglobulin Standard | Architect Quantia β2-Microglobulin Standard | 27168 | 20% | Magna Pharmacia d.o.o. | 105-15/24 | 08.10.2024 | 08.10.2025
Reagensi, izuzev za transfuziju | 404-1-110/24-44 | 130 | Reagensi za aparate ARCHITECT (c 8000, c4000, ci 16200, ci8200, ci4100, i1000, i2000) (ABBOTT) | 88 | Ferritin Standard Calibrator | RGN216299 | pakovanje | 4 x 1 ml | Biokit, S.A. | Architect Quantia Ferritin Standard | 56278 | 20% | Magna Pharmacia d.o.o. | 105-15/24 | 08.10.2024 | 08.10.2025
Reagensi, izuzev za transfuziju | 404-1-110/24-44 | 130 | Reagensi za aparate ARCHITECT (c 8000, c4000, ci 16200, ci8200, ci4100, i1000, i2000) (ABBOTT) | 89 | Mioglobin kalibrator | RGN216300 | pakovanje | 5 x 1 ml | Biokit, S.A. | Architect STAT Myoglobin Calibrators | 23956 | 20% | Magna Pharmacia d.o.o. | 105-15/24 | 08.10.2024 | 08.10.2025
Reagensi, izuzev za transfuziju | 404-1-110/24-44 | 130 | Reagensi za aparate ARCHITECT (c 8000, c4000, ci 16200, ci8200, ci4100, i1000, i2000) (ABBOTT) | 90 | RF Standard | RGN216301 | pakovanje | 6 x 1 ml | Biokit, S.A. | Architect Quantia RF Standard | 19406 | 20% | Magna Pharmacia d.o.o. | 105-15/24 | 08.10.2024 | 08.10.2025
Reagensi, izuzev za transfuziju | 404-1-110/24-44 | 130 | Reagensi za aparate ARCHITECT (c 8000, c4000, ci 16200, ci8200, ci4100, i1000, i2000) (ABBOTT) | 91 | Prealbumin cal | RGN216302 | pakovanje | 5x1ml | Abbott GmbH & Co. KG | Architect Prealbumin Calibrator | 34196 | 20% | Magna Pharmacia d.o.o. | 105-15/24 | 08.10.2024 | 08.10.2025
Reagensi, izuzev za transfuziju | 404-1-110/24-44 | 130 | Reagensi za aparate ARCHITECT (c 8000, c4000, ci 16200, ci8200, ci4100, i1000, i2000) (ABBOTT) | 92 | CC Ethanol kalibrator | RGN216303 | pakovanje | 1 x 5 ml | Microgenics Corporation | Architect Ethanol 100 Calibrator | 40365 | 20% | Magna Pharmacia d.o.o. | 105-15/24 | 08.10.2024 | 08.10.2025
Reagensi, izuzev za transfuziju | 404-1-110/24-44 | 130 | Reagensi za aparate ARCHITECT (c 8000, c4000, ci 16200, ci8200, ci4100, i1000, i2000) (ABBOTT) | 93 | CC Ethanol kalibrator neg | RGN216304 | pakovanje | 1 x 5 ml | Microgenics Corporation | Architect Ethanol Neg Calibrator | 40365 | 20% | Magna Pharmacia d.o.o. | 105-15/24 | 08.10.2024 | 08.10.2025
Reagensi, izuzev za transfuziju | 404-1-110/24-44 | 130 | Reagensi za aparate ARCHITECT (c 8000, c4000, ci 16200, ci8200, ci4100, i1000, i2000) (ABBOTT) | 94 | Ferritin/Myoglobin/IgE Control | RGN216305 | pakovanje | 2 x 1 x 3 ml | Biokit, S.A. | Architect Quantia Ferritin/Myoglobin/IgE Control | 34776 | 20% | Magna Pharmacia d.o.o. | 105-15/24 | 08.10.2024 | 08.10.2025
Reagensi, izuzev za transfuziju | 404-1-110/24-44 | 130 | Reagensi za aparate ARCHITECT (c 8000, c4000, ci 16200, ci8200, ci4100, i1000, i2000) (ABBOTT) | 95 | IgE Standard | RGN216306 | pakovanje | 5 x 1 ml | Biokit, S.A. | Architect Quantia IgE Standard | 12937 | 20% | Magna Pharmacia d.o.o. | 105-15/24 | 08.10.2024 | 08.10.2025
Reagensi, izuzev za transfuziju | 404-1-110/24-44 | 130 | Reagensi za aparate ARCHITECT (c 8000, c4000, ci 16200, ci8200, ci4100, i1000, i2000) (ABBOTT) | 96 | D-dimer kalibrator | RGN216307 | pakovanje | 3 x 2 ml | Biokit, S.A. | Architect Quantia D-DIMER Standard | 8073 | 20% | Magna Pharmacia d.o.o. | 105-15/24 | 08.10.2024 | 08.10.2025
Reagensi, izuzev za transfuziju | 404-1-110/24-44 | 130 | Reagensi za aparate ARCHITECT (c 8000, c4000, ci 16200, ci8200, ci4100, i1000, i2000) (ABBOTT) | 97 | D-dimer kontrola | RGN216308 | pakovanje | 2 x 3 x 1 ml | Biokit, S.A. | Architect Quantia D-DIMER Control | 9687 | 20% | Magna Pharmacia d.o.o. | 105-15/24 | 08.10.2024 | 08.10.2025
Reagensi, izuzev za transfuziju | 404-1-110/24-44 | 130 | Reagensi za aparate ARCHITECT (c 8000, c4000, ci 16200, ci8200, ci4100, i1000, i2000) (ABBOTT) | 98 | HbA1c kalibrator | RGN216309 | pakovanje | 2 x 1,6 ml | Abbott GmbH & Co. KG | Architect Hemoglobin A1c Calibrators | 20958 | 20% | Magna Pharmacia d.o.o. | 105-15/24 | 08.10.2024 | 08.10.2025
Reagensi, izuzev za transfuziju | 404-1-110/24-44 | 130 | Reagensi za aparate ARCHITECT (c 8000, c4000, ci 16200, ci8200, ci4100, i1000, i2000) (ABBOTT) | 99 | HbA1c kontrola | RGN216310 | pakovanje | 2 x 1 ml | Abbott GmbH & Co. KG | Architect Hemoglobin A1c Controls | 20958 | 20% | Magna Pharmacia d.o.o. | 105-15/24 | 08.10.2024 | 08.10.2025
Reagensi, izuzev za transfuziju | 404-1-110/24-44 | 130 | Reagensi za aparate ARCHITECT (c 8000, c4000, ci 16200, ci8200, ci4100, i1000, i2000) (ABBOTT) | 100 | CK MB kontrola | RGN216311 | pakovanje | 2 x 1 ml | SENTINEL CH. S.p.A. | Architect Quantia CK-MB control | 16146 | 20% | Magna Pharmacia d.o.o. | 105-15/24 | 08.10.2024 | 08.10.2025
Reagensi, izuzev za transfuziju | 404-1-110/24-44 | 130 | Reagensi za aparate ARCHITECT (c 8000, c4000, ci 16200, ci8200, ci4100, i1000, i2000) (ABBOTT) | 101 | MultiChem S Plus Assayed Level 1 | RGN216312 | pakovanje | 12 x 5 ml | Techno-path Manufacturing Ltd. | Architect Multichem S Plus (Assayed) Tip: Level 1 | 69416 | 20% | Magna Pharmacia d.o.o. | 105-15/24 | 08.10.2024 | 08.10.2025
Reagensi, izuzev za transfuziju | 404-1-110/24-44 | 130 | Reagensi za aparate ARCHITECT (c 8000, c4000, ci 16200, ci8200, ci4100, i1000, i2000) (ABBOTT) | 102 | MultiChem S Plus Assayed Level 2 | RGN216313 | pakovanje | 12 x 5 ml | Techno-path Manufacturing Ltd. | Architect Multichem S Plus (Assayed) Tip: Level 2 | 69416 | 20% | Magna Pharmacia d.o.o. | 105-15/24 | 08.10.2024 | 08.10.2025
Reagensi, izuzev za transfuziju | 404-1-110/24-44 | 130 | Reagensi za aparate ARCHITECT (c 8000, c4000, ci 16200, ci8200, ci4100, i1000, i2000) (ABBOTT) | 103 | MultiChem S Plus Assayed Level 3 | RGN216314 | pakovanje | 12 x 5 ml | Techno-path Manufacturing Ltd. | Architect Multichem S Plus (Assayed) Tip: ; Level 3 | 69416 | 20% | Magna Pharmacia d.o.o. | 105-15/24 | 08.10.2024 | 08.10.2025
Reagensi, izuzev za transfuziju | 404-1-110/24-44 | 130 | Reagensi za aparate ARCHITECT (c 8000, c4000, ci 16200, ci8200, ci4100, i1000, i2000) (ABBOTT) | 104 | MultiChem U | RGN216315 | pakovanje | 2 x 6 x 5 mL | Techno-path Manufacturing Ltd. | Architect Multichem U | 38812 | 20% | Magna Pharmacia d.o.o. | 105-15/24 | 08.10.2024 | 08.10.2025
Reagensi, izuzev za transfuziju | 404-1-110/24-44 | 130 | Reagensi za aparate ARCHITECT (c 8000, c4000, ci 16200, ci8200, ci4100, i1000, i2000) (ABBOTT) | 105 | ICT Concentrated Sample Diluent | RGN216316 | pakovanje | 10 x 54 ml | Abbott Laboratories Diagnostics Division | Architect ICT Sample Diluent | 45672 | 20% | Magna Pharmacia d.o.o. | 105-15/24 | 08.10.2024 | 08.10.2025
Reagensi, izuzev za transfuziju | 404-1-110/24-44 | 130 | Reagensi za aparate ARCHITECT (c 8000, c4000, ci 16200, ci8200, ci4100, i1000, i2000) (ABBOTT) | 106 | ICT serum kalibrator | RGN216317 | pakovanje | 2 x 5 x 10 ml | Abbott GmbH & Co. KG | Architect ICT Serum Calibrator | 38196 | 20% | Magna Pharmacia d.o.o. | 105-15/24 | 08.10.2024 | 08.10.2025
Reagensi, izuzev za transfuziju | 404-1-110/24-44 | 130 | Reagensi za aparate ARCHITECT (c 8000, c4000, ci 16200, ci8200, ci4100, i1000, i2000) (ABBOTT) | 107 | ICT urin kalibrator | RGN216318 | pakovanje | 2 x 5 x 10 ml | Abbott GmbH & Co. KG | Architect ICT Urine Calibrator | 38196 | 20% | Magna Pharmacia d.o.o. | 105-15/24 | 08.10.2024 | 08.10.2025
Reagensi, izuzev za transfuziju | 404-1-110/24-44 | 130 | Reagensi za aparate ARCHITECT (c 8000, c4000, ci 16200, ci8200, ci4100, i1000, i2000) (ABBOTT) | 108 | ICT cleaning fluid | RGN216319 | pakovanje | 1 x 150 ml; 10 x 12 ml | Abbott Laboratories Diagnostics Division | Architect ICT Cleaning Fluid | 17187 | 20% | Magna Pharmacia d.o.o. | 105-15/24 | 08.10.2024 | 08.10.2025
Reagensi, izuzev za transfuziju | 404-1-110/24-44 | 130 | Reagensi za aparate ARCHITECT (c 8000, c4000, ci 16200, ci8200, ci4100, i1000, i2000) (ABBOTT) | 109 | ICT modul (Na, K, Cl) | RGN216320 | pakovanje | 1 komad | Abbott Laboratories Diagnostics Division | Architect ICT Module | 200611 | 20% | Magna Pharmacia d.o.o. | 105-15/24 | 08.10.2024 | 08.10.2025
Reagensi, izuzev za transfuziju | 404-1-110/24-44 | 130 | Reagensi za aparate ARCHITECT (c 8000, c4000, ci 16200, ci8200, ci4100, i1000, i2000) (ABBOTT) | 110 | ICT Reference Solution | RGN216321 | pakovanje | 2 x 2 L | Abbott Laboratories Diagnostics Division | Architect ICT Reference Solution | 19098 | 20% | Magna Pharmacia d.o.o. | 105-15/24 | 08.10.2024 | 08.10.2025
Reagensi, izuzev za transfuziju | 404-1-110/24-44 | 130 | Reagensi za aparate ARCHITECT (c 8000, c4000, ci 16200, ci8200, ci4100, i1000, i2000) (ABBOTT) | 111 | A1-Antitrypsin reagent | RGN216322 | pakovanje | 132 testa | Biokit, S.A. | Architect Quantia A1-AT | 67275 | 20% | Magna Pharmacia d.o.o. | 105-15/24 | 08.10.2024 | 08.10.2025
Reagensi, izuzev za transfuziju | 404-1-110/24-44 | 130 | Reagensi za aparate ARCHITECT (c 8000, c4000, ci 16200, ci8200, ci4100, i1000, i2000) (ABBOTT) | 112 | Proteins Control I/II | RGN216323 | pakovanje | 2 x 3 x 1 ml | Biokit, S.A. | Architect Quantia Proteins Control | 22640 | 20% | Magna Pharmacia d.o.o. | 105-15/24 | 08.10.2024 | 08.10.2025
Reagensi, izuzev za transfuziju | 404-1-110/24-44 | 130 | Reagensi za aparate ARCHITECT (c 8000, c4000, ci 16200, ci8200, ci4100, i1000, i2000) (ABBOTT) | 113 | PROTEINS Standard | RGN216324 | pakovanje | 5x1x1 mL | Biokit, S.A. | Architect Quantia Proteins Standard | 49473 | 20% | Magna Pharmacia d.o.o. | 105-15/24 | 08.10.2024 | 08.10.2025
Reagensi, izuzev za transfuziju | 404-1-110/24-44 | 130 | Reagensi za aparate ARCHITECT (c 8000, c4000, ci 16200, ci8200, ci4100, i1000, i2000) (ABBOTT) | 114 | TT4 reagens | RGN216325 | pakovanje | 100 testova | Abbott Ireland Diagnostics Division | Architect Total T4 Reagent Kit | 32343 | 20% | Magna Pharmacia d.o.o. | 105-15/24 | 08.10.2024 | 08.10.2025
Reagensi, izuzev za transfuziju | 404-1-110/24-44 | 130 | Reagensi za aparate ARCHITECT (c 8000, c4000, ci 16200, ci8200, ci4100, i1000, i2000) (ABBOTT) | 115 | TT4 kalibrator | RGN216326 | pakovanje | 6 x 4 ml | Abbott Ireland Diagnostics Division | Architect Total T4 Calibrators | 19377 | 20% | Magna Pharmacia d.o.o. | 105-15/24 | 08.10.2024 | 08.10.2025
Reagensi, izuzev za transfuziju | 404-1-110/24-44 | 130 | Reagensi za aparate ARCHITECT (c 8000, c4000, ci 16200, ci8200, ci4100, i1000, i2000) (ABBOTT) | 116 | TT4 kontrola | RGN216327 | pakovanje | 3 x 8 ml | Abbott Ireland Diagnostics Division | Architect Total T4 Controls | 19377 | 20% | Magna Pharmacia d.o.o. | 105-15/24 | 08.10.2024 | 08.10.2025
Reagensi, izuzev za transfuziju | 404-1-110/24-44 | 130 | Reagensi za aparate ARCHITECT (c 8000, c4000, ci 16200, ci8200, ci4100, i1000, i2000) (ABBOTT) | 117 | TT3 reagens | RGN216328 | pakovanje | 100 testova | Abbott Ireland Diagnostics Division | Architect Total T3 Reagent Kit | 32343 | 20% | Magna Pharmacia d.o.o. | 105-15/24 | 08.10.2024 | 08.10.2025
Reagensi, izuzev za transfuziju | 404-1-110/24-44 | 130 | Reagensi za aparate ARCHITECT (c 8000, c4000, ci 16200, ci8200, ci4100, i1000, i2000) (ABBOTT) | 118 | TT3 kalibrator | RGN216329 | pakovanje | 6 x 4 ml | Abbott Ireland Diagnostics Division | Architect Total T3 Calibrators | 19377 | 20% | Magna Pharmacia d.o.o. | 105-15/24 | 08.10.2024 | 08.10.2025
Reagensi, izuzev za transfuziju | 404-1-110/24-44 | 130 | Reagensi za aparate ARCHITECT (c 8000, c4000, ci 16200, ci8200, ci4100, i1000, i2000) (ABBOTT) | 119 | Free T4 reagens | RGN216330 | pakovanje | 2000 testova | Abbott Ireland Diagnostics Division | Architect Free T4 Reagent Kit | 430100 | 20% | Magna Pharmacia d.o.o. | 105-15/24 | 08.10.2024 | 08.10.2025
Reagensi, izuzev za transfuziju | 404-1-110/24-44 | 130 | Reagensi za aparate ARCHITECT (c 8000, c4000, ci 16200, ci8200, ci4100, i1000, i2000) (ABBOTT) | 120 | Free T4 reagens | RGN216331 | pakovanje | 100 testova | Abbott Ireland Diagnostics Division | Architect Free T4 Reagent Kit | 31464 | 20% | Magna Pharmacia d.o.o. | 105-15/24 | 08.10.2024 | 08.10.2025
Reagensi, izuzev za transfuziju | 404-1-110/24-44 | 130 | Reagensi za aparate ARCHITECT (c 8000, c4000, ci 16200, ci8200, ci4100, i1000, i2000) (ABBOTT) | 121 | Free T4 kalibrator | RGN216332 | pakovanje | 6 x 4 ml | Abbott Ireland Diagnostics Division | Architect Free T4 Calibrators | 19377 | 20% | Magna Pharmacia d.o.o. | 105-15/24 | 08.10.2024 | 08.10.2025
Reagensi, izuzev za transfuziju | 404-1-110/24-44 | 130 | Reagensi za aparate ARCHITECT (c 8000, c4000, ci 16200, ci8200, ci4100, i1000, i2000) (ABBOTT) | 122 | Free T4 kontrola | RGN216333 | pakovanje | 3 x 8 ml | Abbott Ireland Diagnostics Division | Architect Free T4 Controls | 19377 | 20% | Magna Pharmacia d.o.o. | 105-15/24 | 08.10.2024 | 08.10.2025
Reagensi, izuzev za transfuziju | 404-1-110/24-44 | 130 | Reagensi za aparate ARCHITECT (c 8000, c4000, ci 16200, ci8200, ci4100, i1000, i2000) (ABBOTT) | 123 | FT 3 reagens | RGN216334 | pakovanje | 100 testova | Abbott Ireland Diagnostics Division | Architect Free T3 Reagent Kit | 31464 | 20% | Magna Pharmacia d.o.o. | 105-15/24 | 08.10.2024 | 08.10.2025
Reagensi, izuzev za transfuziju | 404-1-110/24-44 | 130 | Reagensi za aparate ARCHITECT (c 8000, c4000, ci 16200, ci8200, ci4100, i1000, i2000) (ABBOTT) | 124 | FT 3 kalibrator | RGN216335 | pakovanje | 6 x 4 ml | Abbott Ireland Diagnostics Division | Architect Free T3 Calibrator | 19377 | 20% | Magna Pharmacia d.o.o. | 105-15/24 | 08.10.2024 | 08.10.2025
Reagensi, izuzev za transfuziju | 404-1-110/24-44 | 130 | Reagensi za aparate ARCHITECT (c 8000, c4000, ci 16200, ci8200, ci4100, i1000, i2000) (ABBOTT) | 125 | FT 3 kontrola | RGN216336 | pakovanje | 3 x 8 ml | Abbott Ireland Diagnostics Division | Architect Free T3 Controls | 19377 | 20% | Magna Pharmacia d.o.o. | 105-15/24 | 08.10.2024 | 08.10.2025
Reagensi, izuzev za transfuziju | 404-1-110/24-44 | 130 | Reagensi za aparate ARCHITECT (c 8000, c4000, ci 16200, ci8200, ci4100, i1000, i2000) (ABBOTT) | 126 | TSH reagens | RGN216337 | pakovanje | 2000 testova | Abbott Ireland Diagnostics Division | Architect TSH Reagent Kit | 437000 | 20% | Magna Pharmacia d.o.o. | 105-15/24 | 08.10.2024 | 08.10.2025
Reagensi, izuzev za transfuziju | 404-1-110/24-44 | 130 | Reagensi za aparate ARCHITECT (c 8000, c4000, ci 16200, ci8200, ci4100, i1000, i2000) (ABBOTT) | 127 | TSH reagens | RGN216338 | pakovanje | 100 testova | Abbott Ireland Diagnostics Division | Architect TSH Reagent Kit | 29808 | 20% | Magna Pharmacia d.o.o. | 105-15/24 | 08.10.2024 | 08.10.2025
Reagensi, izuzev za transfuziju | 404-1-110/24-44 | 130 | Reagensi za aparate ARCHITECT (c 8000, c4000, ci 16200, ci8200, ci4100, i1000, i2000) (ABBOTT) | 128 | TSH kalibrator | RGN216339 | pakovanje | 2 x 4 ml | Abbott Ireland Diagnostics Division | Architect TSH Calibrators | 19377 | 20% | Magna Pharmacia d.o.o. | 105-15/24 | 08.10.2024 | 08.10.2025
Reagensi, izuzev za transfuziju | 404-1-110/24-44 | 130 | Reagensi za aparate ARCHITECT (c 8000, c4000, ci 16200, ci8200, ci4100, i1000, i2000) (ABBOTT) | 129 | TSH kontrola | RGN216340 | pakovanje | 3 x 8 ml | Abbott Ireland Diagnostics Division | Architect TSH Controls | 19377 | 20% | Magna Pharmacia d.o.o. | 105-15/24 | 08.10.2024 | 08.10.2025
Reagensi, izuzev za transfuziju | 404-1-110/24-44 | 130 | Reagensi za aparate ARCHITECT (c 8000, c4000, ci 16200, ci8200, ci4100, i1000, i2000) (ABBOTT) | 130 | Anti TG reagens | RGN216341 | pakovanje | 100 testova | Abbott Laboratories Diagnostics Division | Architect Anti-Tg Reagent Kit | 37231 | 20% | Magna Pharmacia d.o.o. | 105-15/24 | 08.10.2024 | 08.10.2025
Reagensi, izuzev za transfuziju | 404-1-110/24-44 | 130 | Reagensi za aparate ARCHITECT (c 8000, c4000, ci 16200, ci8200, ci4100, i1000, i2000) (ABBOTT) | 131 | Anti TG reagens | RGN216342 | pakovanje | 400 testova | Abbott Laboratories Diagnostics Division | Architect Anti-Tg Reagent Kit | 122360 | 20% | Magna Pharmacia d.o.o. | 105-15/24 | 08.10.2024 | 08.10.2025
Reagensi, izuzev za transfuziju | 404-1-110/24-44 | 130 | Reagensi za aparate ARCHITECT (c 8000, c4000, ci 16200, ci8200, ci4100, i1000, i2000) (ABBOTT) | 132 | Anti TG kalibrator | RGN216343 | pakovanje | 6 x 4 ml | Abbott Laboratories Diagnostics Division | Architect Anti-Tg Calibrators | 19377 | 20% | Magna Pharmacia d.o.o. | 105-15/24 | 08.10.2024 | 08.10.2025
Reagensi, izuzev za transfuziju | 404-1-110/24-44 | 130 | Reagensi za aparate ARCHITECT (c 8000, c4000, ci 16200, ci8200, ci4100, i1000, i2000) (ABBOTT) | 133 | Anti TG kontrola | RGN216344 | pakovanje | 2 x 4 ml | Abbott Laboratories Diagnostics Division | Architect Anti-Tg Controls | 19377 | 20% | Magna Pharmacia d.o.o. | 105-15/24 | 08.10.2024 | 08.10.2025
Reagensi, izuzev za transfuziju | 404-1-110/24-44 | 130 | Reagensi za aparate ARCHITECT (c 8000, c4000, ci 16200, ci8200, ci4100, i1000, i2000) (ABBOTT) | 134 | Anti TPO reagens | RGN216345 | pakovanje | 100 testova | Abbott Laboratories Diagnostics Division | Architect Anti-TPO Reagent Kit | 37231 | 20% | Magna Pharmacia d.o.o. | 105-15/24 | 08.10.2024 | 08.10.2025
Reagensi, izuzev za transfuziju | 404-1-110/24-44 | 130 | Reagensi za aparate ARCHITECT (c 8000, c4000, ci 16200, ci8200, ci4100, i1000, i2000) (ABBOTT) | 135 | Anti TPO reagens | RGN216346 | pakovanje | 400 testova | Abbott Laboratories Diagnostics Division | Architect Anti-TPO Reagent Kit | 122360 | 20% | Magna Pharmacia d.o.o. | 105-15/24 | 08.10.2024 | 08.10.2025
Reagensi, izuzev za transfuziju | 404-1-110/24-44 | 130 | Reagensi za aparate ARCHITECT (c 8000, c4000, ci 16200, ci8200, ci4100, i1000, i2000) (ABBOTT) | 136 | Anti TPO kalibrator | RGN216347 | pakovanje | 6 x 4 ml | Abbott Laboratories Diagnostics Division | Architect Anti-TPO Calibrators | 19377 | 20% | Magna Pharmacia d.o.o. | 105-15/24 | 08.10.2024 | 08.10.2025
Reagensi, izuzev za transfuziju | 404-1-110/24-44 | 130 | Reagensi za aparate ARCHITECT (c 8000, c4000, ci 16200, ci8200, ci4100, i1000, i2000) (ABBOTT) | 137 | Anti TPO kontrola | RGN216348 | pakovanje | 2 x 4 ml | Abbott Laboratories Diagnostics Division | Architect Anti-TPO Controls | 19377 | 20% | Magna Pharmacia d.o.o. | 105-15/24 | 08.10.2024 | 08.10.2025
Reagensi, izuzev za transfuziju | 404-1-110/24-44 | 130 | Reagensi za aparate ARCHITECT (c 8000, c4000, ci 16200, ci8200, ci4100, i1000, i2000) (ABBOTT) | 138 | hs Troponin I reagens | RGN216349 | pakovanje | 500 testova | Abbott Ireland Diagnostics Division | Architect STAT High Sensitive Troponin-I | 204268 | 20% | Magna Pharmacia d.o.o. | 105-15/24 | 08.10.2024 | 08.10.2025
Reagensi, izuzev za transfuziju | 404-1-110/24-44 | 130 | Reagensi za aparate ARCHITECT (c 8000, c4000, ci 16200, ci8200, ci4100, i1000, i2000) (ABBOTT) | 139 | hs Troponin I reagens | RGN216350 | pakovanje | 100 testova | Abbott Ireland Diagnostics Division | Architect STAT High Sensitive Troponin-I | 48300 | 20% | Magna Pharmacia d.o.o. | 105-15/24 | 08.10.2024 | 08.10.2025
Reagensi, izuzev za transfuziju | 404-1-110/24-44 | 130 | Reagensi za aparate ARCHITECT (c 8000, c4000, ci 16200, ci8200, ci4100, i1000, i2000) (ABBOTT) | 140 | hs Troponin I kalibrator | RGN216351 | pakovanje | 6 x 4 ml | Abbott Ireland Diagnostics Division | Architect STAT High Sensitive Troponin-I Calibrators | 19780 | 20% | Magna Pharmacia d.o.o. | 105-15/24 | 08.10.2024 | 08.10.2025
Reagensi, izuzev za transfuziju | 404-1-110/24-44 | 130 | Reagensi za aparate ARCHITECT (c 8000, c4000, ci 16200, ci8200, ci4100, i1000, i2000) (ABBOTT) | 141 | hs Troponin I kontrola | RGN216352 | pakovanje | 3 x 8 ml | Abbott Ireland Diagnostics Division | Architect STAT High Sensitive Troponin-I Controls | 19780 | 20% | Magna Pharmacia d.o.o. | 105-15/24 | 08.10.2024 | 08.10.2025
Reagensi, izuzev za transfuziju | 404-1-110/24-44 | 130 | Reagensi za aparate ARCHITECT (c 8000, c4000, ci 16200, ci8200, ci4100, i1000, i2000) (ABBOTT) | 142 | CK MB reagens | RGN216353 | pakovanje | 500 testova | Abbott Laboratories Diagnostics Division | Architect STAT CK-MB Reagent Kit | 248543 | 20% | Magna Pharmacia d.o.o. | 105-15/24 | 08.10.2024 | 08.10.2025
Reagensi, izuzev za transfuziju | 404-1-110/24-44 | 130 | Reagensi za aparate ARCHITECT (c 8000, c4000, ci 16200, ci8200, ci4100, i1000, i2000) (ABBOTT) | 143 | CK MB kalibrator | RGN216354 | pakovanje | 6 x 3 ml | Abbott Laboratories Diagnostics Division | Architect STAT CK-MB Calibrators | 19377 | 20% | Magna Pharmacia d.o.o. | 105-15/24 | 08.10.2024 | 08.10.2025
Reagensi, izuzev za transfuziju | 404-1-110/24-44 | 130 | Reagensi za aparate ARCHITECT (c 8000, c4000, ci 16200, ci8200, ci4100, i1000, i2000) (ABBOTT) | 144 | CK MB kontrola | RGN216355 | pakovanje | 6 x 3 ml | Abbott Laboratories Diagnostics Division | Architect STAT CK-MB Controls | 19377 | 20% | Magna Pharmacia d.o.o. | 105-15/24 | 08.10.2024 | 08.10.2025
Reagensi, izuzev za transfuziju | 404-1-110/24-44 | 130 | Reagensi za aparate ARCHITECT (c 8000, c4000, ci 16200, ci8200, ci4100, i1000, i2000) (ABBOTT) | 145 | BNP reagens | RGN216356 | pakovanje | 100 testova | Abbott GmbH & Co. KG | Architect BNP Reagent Kit | 155250 | 20% | Magna Pharmacia d.o.o. | 105-15/24 | 08.10.2024 | 08.10.2025
Reagensi, izuzev za transfuziju | 404-1-110/24-44 | 130 | Reagensi za aparate ARCHITECT (c 8000, c4000, ci 16200, ci8200, ci4100, i1000, i2000) (ABBOTT) | 146 | BNP kalibrator | RGN216357 | pakovanje | 6 x 4 ml | Abbott GmbH & Co. KG | Architect BNP Calibrators | 19377 | 20% | Magna Pharmacia d.o.o. | 105-15/24 | 08.10.2024 | 08.10.2025
Reagensi, izuzev za transfuziju | 404-1-110/24-44 | 130 | Reagensi za aparate ARCHITECT (c 8000, c4000, ci 16200, ci8200, ci4100, i1000, i2000) (ABBOTT) | 147 | BNP kontrola | RGN216358 | pakovanje | 3 x 8 ml | Abbott GmbH & Co. KG | Architect BNP Controls | 19377 | 20% | Magna Pharmacia d.o.o. | 105-15/24 | 08.10.2024 | 08.10.2025
Reagensi, izuzev za transfuziju | 404-1-110/24-44 | 130 | Reagensi za aparate ARCHITECT (c 8000, c4000, ci 16200, ci8200, ci4100, i1000, i2000) (ABBOTT) | 148 | AFP | RGN216359 | pakovanje | 100 testova | Abbott Ireland Diagnostics Division | Architect AFP Reagent Kit | 37867 | 20% | Magna Pharmacia d.o.o. | 105-15/24 | 08.10.2024 | 08.10.2025
Reagensi, izuzev za transfuziju | 404-1-110/24-44 | 130 | Reagensi za aparate ARCHITECT (c 8000, c4000, ci 16200, ci8200, ci4100, i1000, i2000) (ABBOTT) | 149 | AFP kalibrator | RGN216360 | pakovanje | 6 x 4 ml | Abbott Ireland Diagnostics Division | Architect AFP Calibrators | 19377 | 20% | Magna Pharmacia d.o.o. | 105-15/24 | 08.10.2024 | 08.10.2025
Reagensi, izuzev za transfuziju | 404-1-110/24-44 | 130 | Reagensi za aparate ARCHITECT (c 8000, c4000, ci 16200, ci8200, ci4100, i1000, i2000) (ABBOTT) | 150 | CEA | RGN216361 | pakovanje | 100 testova | Abbott Ireland Diagnostics Division | Architect CEA Reagent Kit | 36656 | 20% | Magna Pharmacia d.o.o. | 105-15/24 | 08.10.2024 | 08.10.2025
Reagensi, izuzev za transfuziju | 404-1-110/24-44 | 130 | Reagensi za aparate ARCHITECT (c 8000, c4000, ci 16200, ci8200, ci4100, i1000, i2000) (ABBOTT) | 151 | CEA kalibrator | RGN216362 | pakovanje | 2 x 4 ml | Abbott Ireland Diagnostics Division | Architect CEA Calibrators | 19377 | 20% | Magna Pharmacia d.o.o. | 105-15/24 | 08.10.2024 | 08.10.2025
Reagensi, izuzev za transfuziju | 404-1-110/24-44 | 130 | Reagensi za aparate ARCHITECT (c 8000, c4000, ci 16200, ci8200, ci4100, i1000, i2000) (ABBOTT) | 152 | CA 125 | RGN216363 | pakovanje | 100 testova | Abbott GmbH & Co. KG | Architect CA 125 II Reagent Kit | 49335 | 20% | Magna Pharmacia d.o.o. | 105-15/24 | 08.10.2024 | 08.10.2025
Reagensi, izuzev za transfuziju | 404-1-110/24-44 | 130 | Reagensi za aparate ARCHITECT (c 8000, c4000, ci 16200, ci8200, ci4100, i1000, i2000) (ABBOTT) | 153 | CA 125 kalibrator | RGN216364 | pakovanje | 6 x 4 ml | Abbott GmbH & Co. KG | Architect CA 125 II Calibrators | 19377 | 20% | Magna Pharmacia d.o.o. | 105-15/24 | 08.10.2024 | 08.10.2025
Reagensi, izuzev za transfuziju | 404-1-110/24-44 | 130 | Reagensi za aparate ARCHITECT (c 8000, c4000, ci 16200, ci8200, ci4100, i1000, i2000) (ABBOTT) | 154 | CA 125 kontrola | RGN216365 | pakovanje | 3 x 8 ml | Abbott GmbH & Co. KG | Architect CA 125 II Controls | 19377 | 20% | Magna Pharmacia d.o.o. | 105-15/24 | 08.10.2024 | 08.10.2025
Reagensi, izuzev za transfuziju | 404-1-110/24-44 | 130 | Reagensi za aparate ARCHITECT (c 8000, c4000, ci 16200, ci8200, ci4100, i1000, i2000) (ABBOTT) | 155 | HE-4 | RGN216366 | pakovanje | 100 testova | Abbott GmbH & Co. KG | Architect HE4 Reagent Kit | 97022 | 20% | Magna Pharmacia d.o.o. | 105-15/24 | 08.10.2024 | 08.10.2025
Reagensi, izuzev za transfuziju | 404-1-110/24-44 | 130 | Reagensi za aparate ARCHITECT (c 8000, c4000, ci 16200, ci8200, ci4100, i1000, i2000) (ABBOTT) | 156 | HE-4 kalibrator | RGN216367 | pakovanje | 6 x 4 ml | Abbott GmbH & Co. KG | Architect HE4 Calibrators | 28646 | 20% | Magna Pharmacia d.o.o. | 105-15/24 | 08.10.2024 | 08.10.2025
Reagensi, izuzev za transfuziju | 404-1-110/24-44 | 130 | Reagensi za aparate ARCHITECT (c 8000, c4000, ci 16200, ci8200, ci4100, i1000, i2000) (ABBOTT) | 157 | HE4 kontrola | RGN216368 | pakovanje | 3 x 8 ml | Abbott GmbH & Co. KG | Architect HE4 Controls | 19098 | 20% | Magna Pharmacia d.o.o. | 105-15/24 | 08.10.2024 | 08.10.2025
Reagensi, izuzev za transfuziju | 404-1-110/24-44 | 130 | Reagensi za aparate ARCHITECT (c 8000, c4000, ci 16200, ci8200, ci4100, i1000, i2000) (ABBOTT) | 158 | CA 15-3 | RGN216369 | pakovanje | 100 testova | Abbott GmbH & Co. KG | Architect CA 15-3 Reagent Kit | 49910 | 20% | Magna Pharmacia d.o.o. | 105-15/24 | 08.10.2024 | 08.10.2025
Reagensi, izuzev za transfuziju | 404-1-110/24-44 | 130 | Reagensi za aparate ARCHITECT (c 8000, c4000, ci 16200, ci8200, ci4100, i1000, i2000) (ABBOTT) | 159 | CA 15-3 kalibrator | RGN216370 | pakovanje | 6 x 4 ml | Abbott GmbH & Co. KG | Architect CA 15-3 Calibrators | 19377 | 20% | Magna Pharmacia d.o.o. | 105-15/24 | 08.10.2024 | 08.10.2025
Reagensi, izuzev za transfuziju | 404-1-110/24-44 | 130 | Reagensi za aparate ARCHITECT (c 8000, c4000, ci 16200, ci8200, ci4100, i1000, i2000) (ABBOTT) | 160 | CA 19.9 | RGN216371 | pakovanje | 100 testova | Abbott GmbH & Co. KG | Architect CA 19-9 XR Reagent Kit | 49335 | 20% | Magna Pharmacia d.o.o. | 105-15/24 | 08.10.2024 | 08.10.2025
Reagensi, izuzev za transfuziju | 404-1-110/24-44 | 130 | Reagensi za aparate ARCHITECT (c 8000, c4000, ci 16200, ci8200, ci4100, i1000, i2000) (ABBOTT) | 161 | CA 19.9 kalibrator | RGN216372 | pakovanje | 6 x 4 ml | Abbott GmbH & Co. KG | Architect CA 19-9 XR Calibrator | 19377 | 20% | Magna Pharmacia d.o.o. | 105-15/24 | 08.10.2024 | 08.10.2025
Reagensi, izuzev za transfuziju | 404-1-110/24-44 | 130 | Reagensi za aparate ARCHITECT (c 8000, c4000, ci 16200, ci8200, ci4100, i1000, i2000) (ABBOTT) | 162 | CYFRA 21 -1 | RGN216373 | pakovanje | 100 testova | Abbott GmbH | ARCHITECT CYFRA 21-1 Reagent Pack | 74821 | 20% | Magna Pharmacia d.o.o. | 105-15/24 | 08.10.2024 | 08.10.2025
Reagensi, izuzev za transfuziju | 404-1-110/24-44 | 130 | Reagensi za aparate ARCHITECT (c 8000, c4000, ci 16200, ci8200, ci4100, i1000, i2000) (ABBOTT) | 163 | CYFRA 21 -1 kalibrator | RGN216374 | pakovanje | 6 x 4 ml | Abbott GmbH | ARCHITECT CYFRA 21-1 Calibrators | 23287 | 20% | Magna Pharmacia d.o.o. | 105-15/24 | 08.10.2024 | 08.10.2025
Reagensi, izuzev za transfuziju | 404-1-110/24-44 | 130 | Reagensi za aparate ARCHITECT (c 8000, c4000, ci 16200, ci8200, ci4100, i1000, i2000) (ABBOTT) | 164 | CYFRA 21 -1 kontrola | RGN216375 | pakovanje | 3 x 8 ml | Abbott GmbH | ARCHITECT CYFRA 21-1 Controls | 23287 | 20% | Magna Pharmacia d.o.o. | 105-15/24 | 08.10.2024 | 08.10.2025
Reagensi, izuzev za transfuziju | 404-1-110/24-44 | 130 | Reagensi za aparate ARCHITECT (c 8000, c4000, ci 16200, ci8200, ci4100, i1000, i2000) (ABBOTT) | 165 | Total PSA | RGN216376 | pakovanje | 100 testova | Abbott Ireland Diagnostics Division | ARCHITECT Total PSA Reagent Kit | 61389 | 20% | Magna Pharmacia d.o.o. | 105-15/24 | 08.10.2024 | 08.10.2025
Reagensi, izuzev za transfuziju | 404-1-110/24-44 | 130 | Reagensi za aparate ARCHITECT (c 8000, c4000, ci 16200, ci8200, ci4100, i1000, i2000) (ABBOTT) | 166 | Total PSA kalibrator | RGN216377 | pakovanje | 2 x 4 ml | Abbott Ireland Diagnostics Division | ARCHITECT Total PSA Calibrators | 19377 | 20% | Magna Pharmacia d.o.o. | 105-15/24 | 08.10.2024 | 08.10.2025
Reagensi, izuzev za transfuziju | 404-1-110/24-44 | 130 | Reagensi za aparate ARCHITECT (c 8000, c4000, ci 16200, ci8200, ci4100, i1000, i2000) (ABBOTT) | 167 | Free PSA reagens | RGN216378 | pakovanje | 100 testova | Abbott Ireland Diagnostics Division | ARCHITECT Free PSA Reagent Kit | 45927 | 20% | Magna Pharmacia d.o.o. | 105-15/24 | 08.10.2024 | 08.10.2025
Reagensi, izuzev za transfuziju | 404-1-110/24-44 | 130 | Reagensi za aparate ARCHITECT (c 8000, c4000, ci 16200, ci8200, ci4100, i1000, i2000) (ABBOTT) | 168 | Free PSA kalibrator | RGN216379 | pakovanje | 2 x 4 ml | Abbott Ireland Diagnostics Division | ARCHITECT Free PSA Calibrators | 19377 | 20% | Magna Pharmacia d.o.o. | 105-15/24 | 08.10.2024 | 08.10.2025
Reagensi, izuzev za transfuziju | 404-1-110/24-44 | 130 | Reagensi za aparate ARCHITECT (c 8000, c4000, ci 16200, ci8200, ci4100, i1000, i2000) (ABBOTT) | 169 | FSH reagens | RGN216380 | pakovanje | 100 testova | Abbott Ireland Diagnostics Division | Architect FSH Reagent Kit | 39992 | 20% | Magna Pharmacia d.o.o. | 105-15/24 | 08.10.2024 | 08.10.2025
Reagensi, izuzev za transfuziju | 404-1-110/24-44 | 130 | Reagensi za aparate ARCHITECT (c 8000, c4000, ci 16200, ci8200, ci4100, i1000, i2000) (ABBOTT) | 170 | FSH kalibrator | RGN216381 | pakovanje | 2 x 4 ml | Abbott Ireland Diagnostics Division | Architect FSH Calibrators | 19377 | 20% | Magna Pharmacia d.o.o. | 105-15/24 | 08.10.2024 | 08.10.2025
Reagensi, izuzev za transfuziju | 404-1-110/24-44 | 130 | Reagensi za aparate ARCHITECT (c 8000, c4000, ci 16200, ci8200, ci4100, i1000, i2000) (ABBOTT) | 171 | LH | RGN216382 | pakovanje | 100 testova | Abbott Ireland Diagnostics Division | Architect LH Reagent Kit | 44436 | 20% | Magna Pharmacia d.o.o. | 105-15/24 | 08.10.2024 | 08.10.2025
Reagensi, izuzev za transfuziju | 404-1-110/24-44 | 130 | Reagensi za aparate ARCHITECT (c 8000, c4000, ci 16200, ci8200, ci4100, i1000, i2000) (ABBOTT) | 172 | LH kalibrator | RGN216383 | pakovanje | 6 x 4 ml | Abbott Ireland Diagnostics Division | Architect LH Calibrators | 19377 | 20% | Magna Pharmacia d.o.o. | 105-15/24 | 08.10.2024 | 08.10.2025
Reagensi, izuzev za transfuziju | 404-1-110/24-44 | 130 | Reagensi za aparate ARCHITECT (c 8000, c4000, ci 16200, ci8200, ci4100, i1000, i2000) (ABBOTT) | 173 | Estradiol | RGN216384 | pakovanje | 100 testova | Abbott Ireland Diagnostics Division | Architect Estradiol Reagent Kit | 39992 | 20% | Magna Pharmacia d.o.o. | 105-15/24 | 08.10.2024 | 08.10.2025
Reagensi, izuzev za transfuziju | 404-1-110/24-44 | 130 | Reagensi za aparate ARCHITECT (c 8000, c4000, ci 16200, ci8200, ci4100, i1000, i2000) (ABBOTT) | 174 | Estradiol kalibrator | RGN216385 | pakovanje | 6 x 5 ml | Abbott Ireland Diagnostics Division | Architect Estradiol Calibrators | 19377 | 20% | Magna Pharmacia d.o.o. | 105-15/24 | 08.10.2024 | 08.10.2025
Reagensi, izuzev za transfuziju | 404-1-110/24-44 | 130 | Reagensi za aparate ARCHITECT (c 8000, c4000, ci 16200, ci8200, ci4100, i1000, i2000) (ABBOTT) | 175 | Progesteron | RGN216386 | pakovanje | 100 testova | Abbott Ireland Diagnostics Division | Architect Progesterone Reagent Kit | 39992 | 20% | Magna Pharmacia d.o.o. | 105-15/24 | 08.10.2024 | 08.10.2025
Reagensi, izuzev za transfuziju | 404-1-110/24-44 | 130 | Reagensi za aparate ARCHITECT (c 8000, c4000, ci 16200, ci8200, ci4100, i1000, i2000) (ABBOTT) | 176 | Progesteron kalibrator | RGN216387 | pakovanje | 2 x 4 ml | Abbott Ireland Diagnostics Division | Architect Progesterone Calibrators | 19377 | 20% | Magna Pharmacia d.o.o. | 105-15/24 | 08.10.2024 | 08.10.2025
Reagensi, izuzev za transfuziju | 404-1-110/24-44 | 130 | Reagensi za aparate ARCHITECT (c 8000, c4000, ci 16200, ci8200, ci4100, i1000, i2000) (ABBOTT) | 177 | Prolactin | RGN216388 | pakovanje | 100 testova | Abbott Ireland Diagnostics Division | Architect Prolactin Reagent Kit | 39992 | 20% | Magna Pharmacia d.o.o. | 105-15/24 | 08.10.2024 | 08.10.2025
Reagensi, izuzev za transfuziju | 404-1-110/24-44 | 130 | Reagensi za aparate ARCHITECT (c 8000, c4000, ci 16200, ci8200, ci4100, i1000, i2000) (ABBOTT) | 178 | Prolaktin kalibrator | RGN216389 | pakovanje | 2 x 4 ml | Abbott Ireland Diagnostics Division | Architect Prolactin Calibrators | 19377 | 20% | Magna Pharmacia d.o.o. | 105-15/24 | 08.10.2024 | 08.10.2025
Reagensi, izuzev za transfuziju | 404-1-110/24-44 | 130 | Reagensi za aparate ARCHITECT (c 8000, c4000, ci 16200, ci8200, ci4100, i1000, i2000) (ABBOTT) | 179 | Testosteron | RGN216390 | pakovanje | 100 testova | Abbott GmbH & Co. KG | Architect 2nd Generation Testosterone Reagent Kit | 61389 | 20% | Magna Pharmacia d.o.o. | 105-15/24 | 08.10.2024 | 08.10.2025
Reagensi, izuzev za transfuziju | 404-1-110/24-44 | 130 | Reagensi za aparate ARCHITECT (c 8000, c4000, ci 16200, ci8200, ci4100, i1000, i2000) (ABBOTT) | 180 | Testosteron | RGN216391 | pakovanje | 400 testova | Abbott GmbH & Co. KG | Architect 2nd Generation Testosterone Reagent Kit | 211255 | 20% | Magna Pharmacia d.o.o. | 105-15/24 | 08.10.2024 | 08.10.2025
Reagensi, izuzev za transfuziju | 404-1-110/24-44 | 130 | Reagensi za aparate ARCHITECT (c 8000, c4000, ci 16200, ci8200, ci4100, i1000, i2000) (ABBOTT) | 181 | Testosteron kalibrator | RGN216392 | pakovanje | 6 x 4 ml | Abbott GmbH & Co. KG | Architect 2nd Generation Testosterone Calibrators | 19377 | 20% | Magna Pharmacia d.o.o. | 105-15/24 | 08.10.2024 | 08.10.2025
Reagensi, izuzev za transfuziju | 404-1-110/24-44 | 130 | Reagensi za aparate ARCHITECT (c 8000, c4000, ci 16200, ci8200, ci4100, i1000, i2000) (ABBOTT) | 182 | Reagens za SHBG | RGN216393 | pakovanje | 100 testova | Abbott GmbH & Co. KG | Architect SHBG Reagent Pack | 59524 | 20% | Magna Pharmacia d.o.o. | 105-15/24 | 08.10.2024 | 08.10.2025
Reagensi, izuzev za transfuziju | 404-1-110/24-44 | 130 | Reagensi za aparate ARCHITECT (c 8000, c4000, ci 16200, ci8200, ci4100, i1000, i2000) (ABBOTT) | 183 | Kalibrator za SHBG | RGN216394 | pakovanje | 6 x 2 ml | Abbott GmbH & Co. KG | Architect SHBG Calibrators | 19377 | 20% | Magna Pharmacia d.o.o. | 105-15/24 | 08.10.2024 | 08.10.2025
Reagensi, izuzev za transfuziju | 404-1-110/24-44 | 130 | Reagensi za aparate ARCHITECT (c 8000, c4000, ci 16200, ci8200, ci4100, i1000, i2000) (ABBOTT) | 184 | BHCG | RGN216395 | pakovanje | 100 testova | Abbott Ireland Diagnostics Division | Architect Total β-HCG Reagent Kit | 39992 | 20% | Magna Pharmacia d.o.o. | 105-15/24 | 08.10.2024 | 08.10.2025
Reagensi, izuzev za transfuziju | 404-1-110/24-44 | 130 | Reagensi za aparate ARCHITECT (c 8000, c4000, ci 16200, ci8200, ci4100, i1000, i2000) (ABBOTT) | 185 | BHCG kalibrator | RGN216396 | pakovanje | 6 x 4 ml | Abbott Ireland Diagnostics Division | Architect Total β-HCG Calibrators | 19377 | 20% | Magna Pharmacia d.o.o. | 105-15/24 | 08.10.2024 | 08.10.2025
Reagensi, izuzev za transfuziju | 404-1-110/24-44 | 130 | Reagensi za aparate ARCHITECT (c 8000, c4000, ci 16200, ci8200, ci4100, i1000, i2000) (ABBOTT) | 186 | Kortizol | RGN216397 | pakovanje | 100 testova | Abbott Laboratories Diagnostics Division | Architect Cortisol Reagent Kit | 77231 | 20% | Magna Pharmacia d.o.o. | 105-15/24 | 08.10.2024 | 08.10.2025
Reagensi, izuzev za transfuziju | 404-1-110/24-44 | 130 | Reagensi za aparate ARCHITECT (c 8000, c4000, ci 16200, ci8200, ci4100, i1000, i2000) (ABBOTT) | 187 | Kortizol kalibrator | RGN216398 | pakovanje | 6 x 4 ml | Abbott Laboratories Diagnostics Division | Architect Cortisol Calibrator Kit | 19377 | 20% | Magna Pharmacia d.o.o. | 105-15/24 | 08.10.2024 | 08.10.2025
Reagensi, izuzev za transfuziju | 404-1-110/24-44 | 130 | Reagensi za aparate ARCHITECT (c 8000, c4000, ci 16200, ci8200, ci4100, i1000, i2000) (ABBOTT) | 188 | Insulin reagens | RGN216399 | pakovanje | 100 testova | Abbott Laboratories Diagnostics Division | Architect Insulin Reagent Kit | 57914 | 20% | Magna Pharmacia d.o.o. | 105-15/24 | 08.10.2024 | 08.10.2025
Reagensi, izuzev za transfuziju | 404-1-110/24-44 | 130 | Reagensi za aparate ARCHITECT (c 8000, c4000, ci 16200, ci8200, ci4100, i1000, i2000) (ABBOTT) | 189 | Insulin kallibrator | RGN216400 | pakovanje | 6 x 4 ml | Abbott Laboratories Diagnostics Division | Architect Insulin Calibrators | 19377 | 20% | Magna Pharmacia d.o.o. | 105-15/24 | 08.10.2024 | 08.10.2025
Reagensi, izuzev za transfuziju | 404-1-110/24-44 | 130 | Reagensi za aparate ARCHITECT (c 8000, c4000, ci 16200, ci8200, ci4100, i1000, i2000) (ABBOTT) | 190 | C-PEPTID regens | RGN216401 | pakovanje | 100 testova | Abbott GmbH & Co. KG | ARCHITECT C-Peptide Reagent Kit | 54245 | 20% | Magna Pharmacia d.o.o. | 105-15/24 | 08.10.2024 | 08.10.2025
Reagensi, izuzev za transfuziju | 404-1-110/24-44 | 130 | Reagensi za aparate ARCHITECT (c 8000, c4000, ci 16200, ci8200, ci4100, i1000, i2000) (ABBOTT) | 191 | C-PEPTID kalibrator | RGN216402 | pakovanje | 6 x 4 ml | Abbott GmbH & Co. KG | ARCHITECT C-Peptide Calibrators | 19377 | 20% | Magna Pharmacia d.o.o. | 105-15/24 | 08.10.2024 | 08.10.2025
Reagensi, izuzev za transfuziju | 404-1-110/24-44 | 130 | Reagensi za aparate ARCHITECT (c 8000, c4000, ci 16200, ci8200, ci4100, i1000, i2000) (ABBOTT) | 192 | C-PEPTID kontrola | RGN216403 | pakovanje | 3x8ml | Abbott GmbH & Co. KG | ARCHITECT C-Peptide Controls | 19377 | 20% | Magna Pharmacia d.o.o. | 105-15/24 | 08.10.2024 | 08.10.2025
Reagensi, izuzev za transfuziju | 404-1-110/24-44 | 130 | Reagensi za aparate ARCHITECT (c 8000, c4000, ci 16200, ci8200, ci4100, i1000, i2000) (ABBOTT) | 193 | B12 Reagens Kit | RGN216404 | pakovanje | 100 testova | Abbott Ireland Diagnostics Division | Architect B12 Reagent Kit | 51750 | 20% | Magna Pharmacia d.o.o. | 105-15/24 | 08.10.2024 | 08.10.2025
Reagensi, izuzev za transfuziju | 404-1-110/24-44 | 130 | Reagensi za aparate ARCHITECT (c 8000, c4000, ci 16200, ci8200, ci4100, i1000, i2000) (ABBOTT) | 194 | B12 kalibrator | RGN216405 | pakovanje | 6 x 4 ml | Abbott Ireland Diagnostics Division | Architect B12 Calibrators | 19377 | 20% | Magna Pharmacia d.o.o. | 105-15/24 | 08.10.2024 | 08.10.2025
Reagensi, izuzev za transfuziju | 404-1-110/24-44 | 130 | Reagensi za aparate ARCHITECT (c 8000, c4000, ci 16200, ci8200, ci4100, i1000, i2000) (ABBOTT) | 195 | B12 kontrola | RGN216406 | pakovanje | 3 x 8 ml | Abbott Ireland Diagnostics Division | Architect B12 Controls | 19377 | 20% | Magna Pharmacia d.o.o. | 105-15/24 | 08.10.2024 | 08.10.2025
Reagensi, izuzev za transfuziju | 404-1-110/24-44 | 130 | Reagensi za aparate ARCHITECT (c 8000, c4000, ci 16200, ci8200, ci4100, i1000, i2000) (ABBOTT) | 196 | Folat Reagens Kit | RGN216407 | pakovanje | 100 testova | Abbott Ireland Diagnostics Division | Architect Folate Reagent Kit | 51750 | 20% | Magna Pharmacia d.o.o. | 105-15/24 | 08.10.2024 | 08.10.2025
Reagensi, izuzev za transfuziju | 404-1-110/24-44 | 130 | Reagensi za aparate ARCHITECT (c 8000, c4000, ci 16200, ci8200, ci4100, i1000, i2000) (ABBOTT) | 197 | Folat kalibrator | RGN216408 | pakovanje | 6 x 2 ml | Abbott Ireland Diagnostics Division | Architect Folate Calibrators | 19406 | 20% | Magna Pharmacia d.o.o. | 105-15/24 | 08.10.2024 | 08.10.2025
Reagensi, izuzev za transfuziju | 404-1-110/24-44 | 130 | Reagensi za aparate ARCHITECT (c 8000, c4000, ci 16200, ci8200, ci4100, i1000, i2000) (ABBOTT) | 198 | Folat kontrola | RGN216409 | pakovanje | 3 x 8 ml | Abbott Ireland Diagnostics Division | Architect Folate Controls | 19406 | 20% | Magna Pharmacia d.o.o. | 105-15/24 | 08.10.2024 | 08.10.2025
Reagensi, izuzev za transfuziju | 404-1-110/24-44 | 130 | Reagensi za aparate ARCHITECT (c 8000, c4000, ci 16200, ci8200, ci4100, i1000, i2000) (ABBOTT) | 199 | PTH | RGN216410 | pakovanje | 100 testova | Abbott GmbH & Co. KG | Architect Intact PTH Reagent Kit | 89838 | 20% | Magna Pharmacia d.o.o. | 105-15/24 | 08.10.2024 | 08.10.2025
Reagensi, izuzev za transfuziju | 404-1-110/24-44 | 130 | Reagensi za aparate ARCHITECT (c 8000, c4000, ci 16200, ci8200, ci4100, i1000, i2000) (ABBOTT) | 200 | PTH kalibrator | RGN216411 | pakovanje | 6 x 4 ml | Abbott GmbH & Co. KG | Architect Intact PTH Calibrators | 19377 | 20% | Magna Pharmacia d.o.o. | 105-15/24 | 08.10.2024 | 08.10.2025
Reagensi, izuzev za transfuziju | 404-1-110/24-44 | 130 | Reagensi za aparate ARCHITECT (c 8000, c4000, ci 16200, ci8200, ci4100, i1000, i2000) (ABBOTT) | 201 | Intact PTH ctl | RGN216412 | pakovanje | 3 x 8 mL | Abbott GmbH & Co. KG | Architect Intact PTH Controls | 19377 | 20% | Magna Pharmacia d.o.o. | 105-15/24 | 08.10.2024 | 08.10.2025
Reagensi, izuzev za transfuziju | 404-1-110/24-44 | 130 | Reagensi za aparate ARCHITECT (c 8000, c4000, ci 16200, ci8200, ci4100, i1000, i2000) (ABBOTT) | 202 | Vitamin D | RGN216413 | pakovanje | 500 testova | Abbott Ireland Diagnostics Division | Architect 25-OH Vitamin D Reagent Kit | 431222 | 20% | Magna Pharmacia d.o.o. | 105-15/24 | 08.10.2024 | 08.10.2025
Reagensi, izuzev za transfuziju | 404-1-110/24-44 | 130 | Reagensi za aparate ARCHITECT (c 8000, c4000, ci 16200, ci8200, ci4100, i1000, i2000) (ABBOTT) | 203 | VIT D3 ( 25-OH) | RGN216414 | pakovanje | 100 testova | Abbott Ireland Diagnostics Division | Architect 25-OH Vitamin D Reagent Kit | 87860 | 20% | Magna Pharmacia d.o.o. | 105-15/24 | 08.10.2024 | 08.10.2025
Reagensi, izuzev za transfuziju | 404-1-110/24-44 | 130 | Reagensi za aparate ARCHITECT (c 8000, c4000, ci 16200, ci8200, ci4100, i1000, i2000) (ABBOTT) | 204 | VIT D3 ( 25-OH) kalibrator | RGN216415 | pakovanje | 6 x 4 ml | Abbott Ireland Diagnostics Division | Architect 25-OH Vitamin D Calibrators | 19377 | 20% | Magna Pharmacia d.o.o. | 105-15/24 | 08.10.2024 | 08.10.2025
Reagensi, izuzev za transfuziju | 404-1-110/24-44 | 130 | Reagensi za aparate ARCHITECT (c 8000, c4000, ci 16200, ci8200, ci4100, i1000, i2000) (ABBOTT) | 205 | VIT D kontrola | RGN216416 | pakovanje | 3 x 8 ml | Abbott Ireland Diagnostics Division | Architect 25-OH Vitamin D Control | 19377 | 20% | Magna Pharmacia d.o.o. | 105-15/24 | 08.10.2024 | 08.10.2025
Reagensi, izuzev za transfuziju | 404-1-110/24-44 | 130 | Reagensi za aparate ARCHITECT (c 8000, c4000, ci 16200, ci8200, ci4100, i1000, i2000) (ABBOTT) | 206 | Sirolimus reagens | RGN216417 | pakovanje | 100 testova | Abbott Laboratories Diagnostics Division | ARCHITECT Sirolimus Reagent Kit | 246405 | 20% | Magna Pharmacia d.o.o. | 105-15/24 | 08.10.2024 | 08.10.2025
Reagensi, izuzev za transfuziju | 404-1-110/24-44 | 130 | Reagensi za aparate ARCHITECT (c 8000, c4000, ci 16200, ci8200, ci4100, i1000, i2000) (ABBOTT) | 207 | Sirolimus kalibrator | RGN216418 | pakovanje | 1 x 9 ml; 5 x 4,5 ml | Abbott Laboratories Diagnostics Division | ARCHITECT Sirolimus Calibrators | 19406 | 20% | Magna Pharmacia d.o.o. | 105-15/24 | 08.10.2024 | 08.10.2025
Reagensi, izuzev za transfuziju | 404-1-110/24-44 | 130 | Reagensi za aparate ARCHITECT (c 8000, c4000, ci 16200, ci8200, ci4100, i1000, i2000) (ABBOTT) | 208 | Takrolimus reagens | RGN216419 | pakovanje | 100 testova | Abbott Laboratories Diagnostics Division | ARCHITECT Tacrolimus Reagent Kit | 132825 | 20% | Magna Pharmacia d.o.o. | 105-15/24 | 08.10.2024 | 08.10.2025
Reagensi, izuzev za transfuziju | 404-1-110/24-44 | 130 | Reagensi za aparate ARCHITECT (c 8000, c4000, ci 16200, ci8200, ci4100, i1000, i2000) (ABBOTT) | 209 | Takrolimus kalibrator | RGN216420 | pakovanje | 1 x 9 ml; 5 x 4,5 ml | Abbott Laboratories Diagnostics Division | ARCHITECT Tacrolimus Calibrators | 16549 | 20% | Magna Pharmacia d.o.o. | 105-15/24 | 08.10.2024 | 08.10.2025
Reagensi, izuzev za transfuziju | 404-1-110/24-44 | 130 | Reagensi za aparate ARCHITECT (c 8000, c4000, ci 16200, ci8200, ci4100, i1000, i2000) (ABBOTT) | 210 | Cyclosporine Reagent Kit | RGN216421 | pakovanje | 100 testova | Abbott Ireland Diagnostics Division | ARCHITECT Cyclosporine Reagent Kit | 123199 | 20% | Magna Pharmacia d.o.o. | 105-15/24 | 08.10.2024 | 08.10.2025
Reagensi, izuzev za transfuziju | 404-1-110/24-44 | 130 | Reagensi za aparate ARCHITECT (c 8000, c4000, ci 16200, ci8200, ci4100, i1000, i2000) (ABBOTT) | 211 | Cyclosporine kalibrator | RGN216422 | pakovanje | 1 x 9 ml; 5 x 4,5 ml | Abbott Ireland Diagnostics Division | ARCHITECT Cyclosporine Calibrators | 32343 | 20% | Magna Pharmacia d.o.o. | 105-15/24 | 08.10.2024 | 08.10.2025
Reagensi, izuzev za transfuziju | 404-1-110/24-44 | 130 | Reagensi za aparate ARCHITECT (c 8000, c4000, ci 16200, ci8200, ci4100, i1000, i2000) (ABBOTT) | 212 | Methotrexate Reagens Kit | RGN216423 | pakovanje | 100 testova | Abbott GmbH & Co. KG | ARCHITECT Methotrexate Reagent Kit | 96410 | 20% | Magna Pharmacia d.o.o. | 105-15/24 | 08.10.2024 | 08.10.2025
Reagensi, izuzev za transfuziju | 404-1-110/24-44 | 130 | Reagensi za aparate ARCHITECT (c 8000, c4000, ci 16200, ci8200, ci4100, i1000, i2000) (ABBOTT) | 213 | Methotrexate kalibrator | RGN216424 | pakovanje | 6 x 4 ml | Abbott GmbH & Co. KG | ARCHITECT Methotrexate Calibrators | 14089 | 20% | Magna Pharmacia d.o.o. | 105-15/24 | 08.10.2024 | 08.10.2025
Reagensi, izuzev za transfuziju | 404-1-110/24-44 | 130 | Reagensi za aparate ARCHITECT (c 8000, c4000, ci 16200, ci8200, ci4100, i1000, i2000) (ABBOTT) | 214 | Methotrexate kontrola (L,M,H and X) | RGN216425 | pakovanje | 4 x 8 ml | Abbott GmbH & Co. KG | ARCHITECT Methotrexate Extended Range Controls | 20240 | 20% | Magna Pharmacia d.o.o. | 105-15/24 | 08.10.2024 | 08.10.2025
Reagensi, izuzev za transfuziju | 404-1-110/24-44 | 130 | Reagensi za aparate ARCHITECT (c 8000, c4000, ci 16200, ci8200, ci4100, i1000, i2000) (ABBOTT) | 215 | iPhenobarbital | RGN216426 | pakovanje | 100 testova | Abbott Laboratories Diagnostics Division | ARCHITECT iPhenobarbital Reagent Kit | 57500 | 20% | Magna Pharmacia d.o.o. | 105-15/24 | 08.10.2024 | 08.10.2025
Reagensi, izuzev za transfuziju | 404-1-110/24-44 | 130 | Reagensi za aparate ARCHITECT (c 8000, c4000, ci 16200, ci8200, ci4100, i1000, i2000) (ABBOTT) | 216 | I Phenobarbital cal | RGN216427 | pakovanje | 6 x 4 ml | Abbott Laboratories Diagnostics Division | ARCHITECT iPhenobarbital Calibrator Kit | 19406 | 20% | Magna Pharmacia d.o.o. | 105-15/24 | 08.10.2024 | 08.10.2025
Reagensi, izuzev za transfuziju | 404-1-110/24-44 | 130 | Reagensi za aparate ARCHITECT (c 8000, c4000, ci 16200, ci8200, ci4100, i1000, i2000) (ABBOTT) | 217 | Valproična kiselina Reagens Kit | RGN216428 | pakovanje | 100 testova | Abbott Laboratories Diagnostics Division | ARCHITECT iValproic Acid Reagent Kit | 72773 | 20% | Magna Pharmacia d.o.o. | 105-15/24 | 08.10.2024 | 08.10.2025
Reagensi, izuzev za transfuziju | 404-1-110/24-44 | 130 | Reagensi za aparate ARCHITECT (c 8000, c4000, ci 16200, ci8200, ci4100, i1000, i2000) (ABBOTT) | 218 | Valproična kiselina kalibrator | RGN216429 | pakovanje | 6 x 4 ml | Abbott Laboratories Diagnostics Division | ARCHITECT iValproic Acid Calibrator | 19406 | 20% | Magna Pharmacia d.o.o. | 105-15/24 | 08.10.2024 | 08.10.2025
Reagensi, izuzev za transfuziju | 404-1-110/24-44 | 130 | Reagensi za aparate ARCHITECT (c 8000, c4000, ci 16200, ci8200, ci4100, i1000, i2000) (ABBOTT) | 219 | ACTIVE B12 | RGN216430 | pakovanje | 100 testova | Abbott GmbH & Co. KG | ARCHITECT Active-B12 (Holotranscobalamin) Reagent Kit | 108350 | 20% | Magna Pharmacia d.o.o. | 105-15/24 | 08.10.2024 | 08.10.2025
Reagensi, izuzev za transfuziju | 404-1-110/24-44 | 130 | Reagensi za aparate ARCHITECT (c 8000, c4000, ci 16200, ci8200, ci4100, i1000, i2000) (ABBOTT) | 220 | Active B12 ctl | RGN216431 | pakovanje | 2x8ml | Abbott GmbH & Co. KG | ARCHITECT Active-B12 (Holotranscobalamin) Control Kit | 19406 | 20% | Magna Pharmacia d.o.o. | 105-15/24 | 08.10.2024 | 08.10.2025
Reagensi, izuzev za transfuziju | 404-1-110/24-44 | 130 | Reagensi za aparate ARCHITECT (c 8000, c4000, ci 16200, ci8200, ci4100, i1000, i2000) (ABBOTT) | 221 | Active B12 cal | RGN216432 | pakovanje | 6x4ml | Abbott GmbH & Co. KG | ARCHITECT Active-B12 (Holotranscobalamin) Calibrator Kit | 19406 | 20% | Magna Pharmacia d.o.o. | 105-15/24 | 08.10.2024 | 08.10.2025
Reagensi, izuzev za transfuziju | 404-1-110/24-44 | 130 | Reagensi za aparate ARCHITECT (c 8000, c4000, ci 16200, ci8200, ci4100, i1000, i2000) (ABBOTT) | 222 | Karbamazepin | RGN216433 | pakovanje | 100 testova | Abbott GmbH & Co. KG | ARCHITECT iCarbamazepine Reagent | 102258 | 20% | Magna Pharmacia d.o.o. | 105-15/24 | 08.10.2024 | 08.10.2025
Reagensi, izuzev za transfuziju | 404-1-110/24-44 | 130 | Reagensi za aparate ARCHITECT (c 8000, c4000, ci 16200, ci8200, ci4100, i1000, i2000) (ABBOTT) | 223 | Karbamazepin kalibrator | RGN216434 | pakovanje | 6 x 4 ml | Abbott GmbH & Co. KG | ARCHITECT iCarbamazepine Calibrators | 19375 | 20% | Magna Pharmacia d.o.o. | 105-15/24 | 08.10.2024 | 08.10.2025
Reagensi, izuzev za transfuziju | 404-1-110/24-44 | 130 | Reagensi za aparate ARCHITECT (c 8000, c4000, ci 16200, ci8200, ci4100, i1000, i2000) (ABBOTT) | 224 | Reagens za određivanje vankomadicina | RGN216435 | pakovanje | 100 testova | Abbott GmbH & Co. KG | ARCHITECT iVancomycin Reagent Kit | 71484 | 20% | Magna Pharmacia d.o.o. | 105-15/24 | 08.10.2024 | 08.10.2025
Reagensi, izuzev za transfuziju | 404-1-110/24-44 | 130 | Reagensi za aparate ARCHITECT (c 8000, c4000, ci 16200, ci8200, ci4100, i1000, i2000) (ABBOTT) | 225 | Kalibrator za vankomadicin | RGN216436 | pakovanje | 6 x 4 ml | Abbott GmbH & Co. KG | ARCHITECT iVancomycin Calibrators | 19406 | 20% | Magna Pharmacia d.o.o. | 105-15/24 | 08.10.2024 | 08.10.2025
Reagensi, izuzev za transfuziju | 404-1-110/24-44 | 130 | Reagensi za aparate ARCHITECT (c 8000, c4000, ci 16200, ci8200, ci4100, i1000, i2000) (ABBOTT) | 226 | Homocysteine reagens | RGN216437 | pakovanje | 100 testova | Abbott GmbH & Co. KG | ARCHITECT Homocysteine Reagent Kit | 148781 | 20% | Magna Pharmacia d.o.o. | 105-15/24 | 08.10.2024 | 08.10.2025
Reagensi, izuzev za transfuziju | 404-1-110/24-44 | 130 | Reagensi za aparate ARCHITECT (c 8000, c4000, ci 16200, ci8200, ci4100, i1000, i2000) (ABBOTT) | 227 | Homocysteine kalibrator | RGN216438 | pakovanje | 6 x 3,6 ml | Abbott GmbH & Co. KG | ARCHITECT Homocysteine Calibrators | 19406 | 20% | Magna Pharmacia d.o.o. | 105-15/24 | 08.10.2024 | 08.10.2025
Reagensi, izuzev za transfuziju | 404-1-110/24-44 | 130 | Reagensi za aparate ARCHITECT (c 8000, c4000, ci 16200, ci8200, ci4100, i1000, i2000) (ABBOTT) | 228 | Feritin | RGN216439 | pakovanje | 100 testova | Abbott Ireland Diagnostics Division | Architect Ferritin Reagent Kit | 53654 | 20% | Magna Pharmacia d.o.o. | 105-15/24 | 08.10.2024 | 08.10.2025
Reagensi, izuzev za transfuziju | 404-1-110/24-44 | 130 | Reagensi za aparate ARCHITECT (c 8000, c4000, ci 16200, ci8200, ci4100, i1000, i2000) (ABBOTT) | 229 | Feritin kalibrator | RGN216440 | pakovanje | 2 x 4 ml | Abbott Ireland Diagnostics Division | Architect Ferritin Calibrators | 19406 | 20% | Magna Pharmacia d.o.o. | 105-15/24 | 08.10.2024 | 08.10.2025
Reagensi, izuzev za transfuziju | 404-1-110/24-44 | 130 | Reagensi za aparate ARCHITECT (c 8000, c4000, ci 16200, ci8200, ci4100, i1000, i2000) (ABBOTT) | 230 | ANTI-CCP | RGN216441 | pakovanje | 100 testova | Abbott GmbH | Architect Anti-CCP Reagent Kit | 130134 | 20% | Magna Pharmacia d.o.o. | 105-15/24 | 08.10.2024 | 08.10.2025
Reagensi, izuzev za transfuziju | 404-1-110/24-44 | 130 | Reagensi za aparate ARCHITECT (c 8000, c4000, ci 16200, ci8200, ci4100, i1000, i2000) (ABBOTT) | 231 | ANTI CCP kalibrtator | RGN216442 | pakovanje | 6 x 4,3 ml | Abbott GmbH | Architect Anti-CCP Calibrator | 19377 | 20% | Magna Pharmacia d.o.o. | 105-15/24 | 08.10.2024 | 08.10.2025
Reagensi, izuzev za transfuziju | 404-1-110/24-44 | 130 | Reagensi za aparate ARCHITECT (c 8000, c4000, ci 16200, ci8200, ci4100, i1000, i2000) (ABBOTT) | 232 | ANTI CCP kontrola | RGN216443 | pakovanje | 2 x 7 ml | Abbott GmbH | Architect Anti-CCP Controls | 19377 | 20% | Magna Pharmacia d.o.o. | 105-15/24 | 08.10.2024 | 08.10.2025
Reagensi, izuzev za transfuziju | 404-1-110/24-44 | 130 | Reagensi za aparate ARCHITECT (c 8000, c4000, ci 16200, ci8200, ci4100, i1000, i2000) (ABBOTT) | 233 | NGAL urine | RGN216444 | pakovanje | 100 testova | Abbott Ireland Diagnostics Division | ARCHITECT Urine NGAL Reagent Kit | 388125 | 20% | Magna Pharmacia d.o.o. | 105-15/24 | 08.10.2024 | 08.10.2025
Reagensi, izuzev za transfuziju | 404-1-110/24-44 | 130 | Reagensi za aparate ARCHITECT (c 8000, c4000, ci 16200, ci8200, ci4100, i1000, i2000) (ABBOTT) | 234 | NGAL cal | RGN216445 | pakovanje | 6 x 4 ml | Abbott Ireland Diagnostics Division | ARCHITECT Urine NGAL Calibrators | 38812 | 20% | Magna Pharmacia d.o.o. | 105-15/24 | 08.10.2024 | 08.10.2025
Reagensi, izuzev za transfuziju | 404-1-110/24-44 | 130 | Reagensi za aparate ARCHITECT (c 8000, c4000, ci 16200, ci8200, ci4100, i1000, i2000) (ABBOTT) | 235 | NGAL cont | RGN216446 | pakovanje | 3x8ml | Abbott Ireland Diagnostics Division | ARCHITECT Urine NGAL Controls | 38812 | 20% | Magna Pharmacia d.o.o. | 105-15/24 | 08.10.2024 | 08.10.2025
Reagensi, izuzev za transfuziju | 404-1-110/24-44 | 130 | Reagensi za aparate ARCHITECT (c 8000, c4000, ci 16200, ci8200, ci4100, i1000, i2000) (ABBOTT) | 236 | GALECTIN-3 | RGN216447 | pakovanje | 100 testova | Abbott GmbH & Co. KG | ARCHITECT Galectin-3 Reagent Kit | 349312 | 20% | Magna Pharmacia d.o.o. | 105-15/24 | 08.10.2024 | 08.10.2025
Reagensi, izuzev za transfuziju | 404-1-110/24-44 | 130 | Reagensi za aparate ARCHITECT (c 8000, c4000, ci 16200, ci8200, ci4100, i1000, i2000) (ABBOTT) | 237 | GALECTIN-3 CALIBRATOR KIT | RGN216448 | pakovanje | 6 x 4 ml | Abbott GmbH & Co. KG | ARCHITECT Galectin-3 Calibrators | 29109 | 20% | Magna Pharmacia d.o.o. | 105-15/24 | 08.10.2024 | 08.10.2025
Reagensi, izuzev za transfuziju | 404-1-110/24-44 | 130 | Reagensi za aparate ARCHITECT (c 8000, c4000, ci 16200, ci8200, ci4100, i1000, i2000) (ABBOTT) | 238 | GALECTIN-3 CONTROL KIT | RGN216449 | pakovanje | 3 x 8 ml | Abbott GmbH & Co. KG | ARCHITECT Galectin-3 Controls | 23287 | 20% | Magna Pharmacia d.o.o. | 105-15/24 | 08.10.2024 | 08.10.2025
Reagensi, izuzev za transfuziju | 404-1-110/24-44 | 130 | Reagensi za aparate ARCHITECT (c 8000, c4000, ci 16200, ci8200, ci4100, i1000, i2000) (ABBOTT) | 239 | Procalcitonin | RGN216450 | pakovanje | 100 testova | Abbott GmbH & Co. KG | ARCHITECT BRAHMS PCT Reagent Kit | 120750 | 20% | Magna Pharmacia d.o.o. | 105-15/24 | 08.10.2024 | 08.10.2025
Reagensi, izuzev za transfuziju | 404-1-110/24-44 | 130 | Reagensi za aparate ARCHITECT (c 8000, c4000, ci 16200, ci8200, ci4100, i1000, i2000) (ABBOTT) | 240 | Prokalcitonin kalibrator | RGN216451 | pakovanje | 6 x 2 ml | Abbott GmbH & Co. KG | ARCHITECT BRAHMS PCT Calibrators | 20958 | 20% | Magna Pharmacia d.o.o. | 105-15/24 | 08.10.2024 | 08.10.2025
Reagensi, izuzev za transfuziju | 404-1-110/24-44 | 130 | Reagensi za aparate ARCHITECT (c 8000, c4000, ci 16200, ci8200, ci4100, i1000, i2000) (ABBOTT) | 241 | Prokalcitonin kontrola | RGN216452 | pakovanje | 2 x 3 ml | Abbott GmbH & Co. KG | ARCHITECT BRAHMS PCT Controls | 20958 | 20% | Magna Pharmacia d.o.o. | 105-15/24 | 08.10.2024 | 08.10.2025
Reagensi, izuzev za transfuziju | 404-1-110/24-44 | 130 | Reagensi za aparate ARCHITECT (c 8000, c4000, ci 16200, ci8200, ci4100, i1000, i2000) (ABBOTT) | 242 | HBs Ag | RGN216453 | pakovanje | 100 testova | Abbott Ireland Diagnostics Division | ARCHITECT HBsAg Reagent Kit | 167670 | 20% | Magna Pharmacia d.o.o. | 105-15/24 | 08.10.2024 | 08.10.2025
Reagensi, izuzev za transfuziju | 404-1-110/24-44 | 130 | Reagensi za aparate ARCHITECT (c 8000, c4000, ci 16200, ci8200, ci4100, i1000, i2000) (ABBOTT) | 243 | HBs Ag ctl | RGN216454 | pakovanje | 3 x 8 ml | Abbott Ireland Diagnostics Division | ARCHITECT HBsAg Controls | 21735 | 20% | Magna Pharmacia d.o.o. | 105-15/24 | 08.10.2024 | 08.10.2025
Reagensi, izuzev za transfuziju | 404-1-110/24-44 | 130 | Reagensi za aparate ARCHITECT (c 8000, c4000, ci 16200, ci8200, ci4100, i1000, i2000) (ABBOTT) | 244 | HBs Ag cal | RGN216455 | pakovanje | 2 x 4 ml | Abbott Ireland Diagnostics Division | ARCHITECT HBsAg Calibrators | 21735 | 20% | Magna Pharmacia d.o.o. | 105-15/24 | 08.10.2024 | 08.10.2025
Reagensi, izuzev za transfuziju | 404-1-110/24-44 | 130 | Reagensi za aparate ARCHITECT (c 8000, c4000, ci 16200, ci8200, ci4100, i1000, i2000) (ABBOTT) | 245 | Anti HBSAB reagens | RGN216456 | pakovanje | 100 testova | Abbott Ireland Diagnostics Division | ARCHITECT Anti-HBs Reagent Kit | 53820 | 20% | Magna Pharmacia d.o.o. | 105-15/24 | 08.10.2024 | 08.10.2025
Reagensi, izuzev za transfuziju | 404-1-110/24-44 | 130 | Reagensi za aparate ARCHITECT (c 8000, c4000, ci 16200, ci8200, ci4100, i1000, i2000) (ABBOTT) | 246 | Anti HBSAB kalibrator | RGN216457 | pakovanje | 6 x 4 ml | Abbott Ireland Diagnostics Division | ARCHITECT Anti-HBs Calibrators | 19377 | 20% | Magna Pharmacia d.o.o. | 105-15/24 | 08.10.2024 | 08.10.2025
Reagensi, izuzev za transfuziju | 404-1-110/24-44 | 130 | Reagensi za aparate ARCHITECT (c 8000, c4000, ci 16200, ci8200, ci4100, i1000, i2000) (ABBOTT) | 247 | Anti HBSAB kontrola | RGN216458 | pakovanje | 3 x 8 ml | Abbott Ireland Diagnostics Division | ARCHITECT Anti-HBs Controls | 19377 | 20% | Magna Pharmacia d.o.o. | 105-15/24 | 08.10.2024 | 08.10.2025
Reagensi, izuzev za transfuziju | 404-1-110/24-44 | 130 | Reagensi za aparate ARCHITECT (c 8000, c4000, ci 16200, ci8200, ci4100, i1000, i2000) (ABBOTT) | 248 | Anti HCV reagens | RGN216459 | pakovanje | 100 testova | Abbott GmbH & Co. KG | Architect Anti-HCV Reagent Kit | 60996 | 20% | Magna Pharmacia d.o.o. | 105-15/24 | 08.10.2024 | 08.10.2025
Reagensi, izuzev za transfuziju | 404-1-110/24-44 | 130 | Reagensi za aparate ARCHITECT (c 8000, c4000, ci 16200, ci8200, ci4100, i1000, i2000) (ABBOTT) | 249 | Anti HCV kalibrator | RGN216460 | pakovanje | 1 x 4 ml | Abbott GmbH & Co. KG | Architect Anti-HCV Calibrator | 19377 | 20% | Magna Pharmacia d.o.o. | 105-15/24 | 08.10.2024 | 08.10.2025
Reagensi, izuzev za transfuziju | 404-1-110/24-44 | 130 | Reagensi za aparate ARCHITECT (c 8000, c4000, ci 16200, ci8200, ci4100, i1000, i2000) (ABBOTT) | 250 | Anti HCV kontrola | RGN216461 | pakovanje | 2 x 8 ml | Abbott GmbH & Co. KG | Architect Anti-HCV Controls | 19377 | 20% | Magna Pharmacia d.o.o. | 105-15/24 | 08.10.2024 | 08.10.2025
Reagensi, izuzev za transfuziju | 404-1-110/24-44 | 130 | Reagensi za aparate ARCHITECT (c 8000, c4000, ci 16200, ci8200, ci4100, i1000, i2000) (ABBOTT) | 251 | HIV Ag/At COMBO reagens | RGN216462 | pakovanje | 100 testova | Abbott GmbH & Co. KG | Architect HIV Ag/Ab Combo Reagent Kit | 56511 | 20% | Magna Pharmacia d.o.o. | 105-15/24 | 08.10.2024 | 08.10.2025
Reagensi, izuzev za transfuziju | 404-1-110/24-44 | 130 | Reagensi za aparate ARCHITECT (c 8000, c4000, ci 16200, ci8200, ci4100, i1000, i2000) (ABBOTT) | 252 | HIV Ag/At COMBO kalibrator | RGN216463 | pakovanje | 1 x 4 ml | Abbott GmbH & Co. KG | Architect HIV Ag/Ab Combo Calibrator | 19377 | 20% | Magna Pharmacia d.o.o. | 105-15/24 | 08.10.2024 | 08.10.2025
Reagensi, izuzev za transfuziju | 404-1-110/24-44 | 130 | Reagensi za aparate ARCHITECT (c 8000, c4000, ci 16200, ci8200, ci4100, i1000, i2000) (ABBOTT) | 253 | HIV Ag/AT COMBO kontrola | RGN216464 | pakovanje | 4 x 8 ml | Abbott GmbH & Co. KG | Architect HIV Ag/Ab Combo Controls | 19377 | 20% | Magna Pharmacia d.o.o. | 105-15/24 | 08.10.2024 | 08.10.2025
Reagensi, izuzev za transfuziju | 404-1-110/24-44 | 130 | Reagensi za aparate ARCHITECT (c 8000, c4000, ci 16200, ci8200, ci4100, i1000, i2000) (ABBOTT) | 254 | Anti HBc reagens | RGN216465 | pakovanje | 100 testova | Abbott GmbH & Co. KG | ARCHITECT Anti-HBc IgM Reagent Kit | 65481 | 20% | Magna Pharmacia d.o.o. | 105-15/24 | 08.10.2024 | 08.10.2025
Reagensi, izuzev za transfuziju | 404-1-110/24-44 | 130 | Reagensi za aparate ARCHITECT (c 8000, c4000, ci 16200, ci8200, ci4100, i1000, i2000) (ABBOTT) | 255 | Anti HBc kalibrator | RGN216466 | pakovanje | 1 x 4 ml | Abbott GmbH & Co. KG | ARCHITECT Anti-HBc IgM Calibrators | 19377 | 20% | Magna Pharmacia d.o.o. | 105-15/24 | 08.10.2024 | 08.10.2025
Reagensi, izuzev za transfuziju | 404-1-110/24-44 | 130 | Reagensi za aparate ARCHITECT (c 8000, c4000, ci 16200, ci8200, ci4100, i1000, i2000) (ABBOTT) | 256 | Anti HBc kontrola | RGN216467 | pakovanje | 2 x 8 ml | Abbott GmbH & Co. KG | ARCHITECT Anti-HBc IgM Controls | 19377 | 20% | Magna Pharmacia d.o.o. | 105-15/24 | 08.10.2024 | 08.10.2025
Reagensi, izuzev za transfuziju | 404-1-110/24-44 | 130 | Reagensi za aparate ARCHITECT (c 8000, c4000, ci 16200, ci8200, ci4100, i1000, i2000) (ABBOTT) | 257 | HAVAB IgM reagens | RGN216468 | pakovanje | 100 testova | Abbott GmbH & Co. KG | ARCHITECT HAVAb-IgM Reagent Kit | 70863 | 20% | Magna Pharmacia d.o.o. | 105-15/24 | 08.10.2024 | 08.10.2025
Reagensi, izuzev za transfuziju | 404-1-110/24-44 | 130 | Reagensi za aparate ARCHITECT (c 8000, c4000, ci 16200, ci8200, ci4100, i1000, i2000) (ABBOTT) | 258 | HAVAB IgM kalibrator | RGN216469 | pakovanje | 1 x 4 ml | Abbott GmbH & Co. KG | ARCHITECT HAVAb-IgM Calibrator | 19377 | 20% | Magna Pharmacia d.o.o. | 105-15/24 | 08.10.2024 | 08.10.2025
Reagensi, izuzev za transfuziju | 404-1-110/24-44 | 130 | Reagensi za aparate ARCHITECT (c 8000, c4000, ci 16200, ci8200, ci4100, i1000, i2000) (ABBOTT) | 259 | HAVAB IgM kontrola | RGN216470 | pakovanje | 2 x 8 ml | Abbott GmbH & Co. KG | ARCHITECT HAVAb-IgM Control | 19377 | 20% | Magna Pharmacia d.o.o. | 105-15/24 | 08.10.2024 | 08.10.2025
Reagensi, izuzev za transfuziju | 404-1-110/24-44 | 130 | Reagensi za aparate ARCHITECT (c 8000, c4000, ci 16200, ci8200, ci4100, i1000, i2000) (ABBOTT) | 260 | SYPHILIS TP reagens | RGN216471 | pakovanje | 100 testova | Abbott GmbH & Co. KG | ARCHITECT Syphilis TP Reagent Kit | 24219 | 20% | Magna Pharmacia d.o.o. | 105-15/24 | 08.10.2024 | 08.10.2025
Reagensi, izuzev za transfuziju | 404-1-110/24-44 | 130 | Reagensi za aparate ARCHITECT (c 8000, c4000, ci 16200, ci8200, ci4100, i1000, i2000) (ABBOTT) | 261 | SYPHILIS TP kalibrator | RGN216472 | pakovanje | 1 x 4 ml | Abbott GmbH & Co. KG | ARCHITECT Syphilis TP Calibrators | 19377 | 20% | Magna Pharmacia d.o.o. | 105-15/24 | 08.10.2024 | 08.10.2025
Reagensi, izuzev za transfuziju | 404-1-110/24-44 | 130 | Reagensi za aparate ARCHITECT (c 8000, c4000, ci 16200, ci8200, ci4100, i1000, i2000) (ABBOTT) | 262 | SYPHILIS TP kontrola | RGN216473 | pakovanje | 2 x 8 ml | Abbott GmbH & Co. KG | ARCHITECT Syphilis TP Controls | 19377 | 20% | Magna Pharmacia d.o.o. | 105-15/24 | 08.10.2024 | 08.10.2025
Reagensi, izuzev za transfuziju | 404-1-110/24-44 | 130 | Reagensi za aparate ARCHITECT (c 8000, c4000, ci 16200, ci8200, ci4100, i1000, i2000) (ABBOTT) | 263 | HBSAG QUAL. II reagens | RGN216474 | pakovanje | 100 testova | Abbott Ireland Diagnostics Division | ARCHITECT HBsAg Qualitative II Reagent Kit | 55614 | 20% | Magna Pharmacia d.o.o. | 105-15/24 | 08.10.2024 | 08.10.2025
Reagensi, izuzev za transfuziju | 404-1-110/24-44 | 130 | Reagensi za aparate ARCHITECT (c 8000, c4000, ci 16200, ci8200, ci4100, i1000, i2000) (ABBOTT) | 264 | HBSAG QUALI. II kalibrator | RGN216475 | pakovanje | 2 x 4 ml | Abbott Ireland Diagnostics Division | ARCHITECT HBsAg Qualitative II Calibrators | 24219 | 20% | Magna Pharmacia d.o.o. | 105-15/24 | 08.10.2024 | 08.10.2025
Reagensi, izuzev za transfuziju | 404-1-110/24-44 | 130 | Reagensi za aparate ARCHITECT (c 8000, c4000, ci 16200, ci8200, ci4100, i1000, i2000) (ABBOTT) | 265 | HBSAG QUALI.II kontrola | RGN216476 | pakovanje | 2 x 8 ml | Abbott Ireland Diagnostics Division | ARCHITECT HBsAg Qualitative II Controls | 24219 | 20% | Magna Pharmacia d.o.o. | 105-15/24 | 08.10.2024 | 08.10.2025
Reagensi, izuzev za transfuziju | 404-1-110/24-44 | 130 | Reagensi za aparate ARCHITECT (c 8000, c4000, ci 16200, ci8200, ci4100, i1000, i2000) (ABBOTT) | 266 | MultiChem IA Plus | RGN216477 | pakovanje | 3 x 4 x 5 ml | Techno-path Manufacturing Ltd. | Architect MultiChem IA Plus | 132397 | 20% | Magna Pharmacia d.o.o. | 105-15/24 | 08.10.2024 | 08.10.2025
Reagensi, izuzev za transfuziju | 404-1-110/24-44 | 130 | Reagensi za aparate ARCHITECT (c 8000, c4000, ci 16200, ci8200, ci4100, i1000, i2000) (ABBOTT) | 267 | MultiChem WBT | RGN216478 | pakovanje | 3 x 4 x 2 ml | Techno-path Manufacturing Ltd. | Architect MultiChem WBT | 64687 | 20% | Magna Pharmacia d.o.o. | 105-15/24 | 08.10.2024 | 08.10.2025
Reagensi, izuzev za transfuziju | 404-1-110/24-44 | 130 | Reagensi za aparate ARCHITECT (c 8000, c4000, ci 16200, ci8200, ci4100, i1000, i2000) (ABBOTT) | 268 | Pomoćni rastvor Wash Buffer | RGN216479 | pakovanje | 4 x 975 ml | Abbott Ireland Diagnostics Division | ARCHITECT Concentrated Wash Buffer | 10056 | 20% | Magna Pharmacia d.o.o. | 105-15/24 | 08.10.2024 | 08.10.2025
Reagensi, izuzev za transfuziju | 404-1-110/24-44 | 130 | Reagensi za aparate ARCHITECT (c 8000, c4000, ci 16200, ci8200, ci4100, i1000, i2000) (ABBOTT) | 269 | Pomoćni reagens Pre-Trigger | RGN216480 | pakovanje | 4 x 975 ml | Abbott Ireland Diagnostics Division | ARCHITECT Pre-Trigger Solution | 18308 | 20% | Magna Pharmacia d.o.o. | 105-15/24 | 08.10.2024 | 08.10.2025
Reagensi, izuzev za transfuziju | 404-1-110/24-44 | 130 | Reagensi za aparate ARCHITECT (c 8000, c4000, ci 16200, ci8200, ci4100, i1000, i2000) (ABBOTT) | 270 | Pomoćni reagensTrigger Solution | RGN216481 | pakovanje | 4 x 975 ml | Abbott Ireland Diagnostics Division | ARCHITECT Trigger Solution | 29108 | 20% | Magna Pharmacia d.o.o. | 105-15/24 | 08.10.2024 | 08.10.2025
Reagensi, izuzev za transfuziju | 404-1-110/24-44 | 130 | Reagensi za aparate ARCHITECT (c 8000, c4000, ci 16200, ci8200, ci4100, i1000, i2000) (ABBOTT) | 271 | Pomoćni rastvor Probe conditioner | RGN216482 | pakovanje | 4 x 25 ml | Abbott Ireland Diagnostics Division | ARCHITECT Probe Conditioning Solution | 31829 | 20% | Magna Pharmacia d.o.o. | 105-15/24 | 08.10.2024 | 08.10.2025
Reagensi, izuzev za transfuziju | 404-1-110/24-44 | 130 | Reagensi za aparate ARCHITECT (c 8000, c4000, ci 16200, ci8200, ci4100, i1000, i2000) (ABBOTT) | 272 | Sample cups | RGN216483 | pakovanje | 1000 komada | Abbott Laboratories Diagnostics Division | Architect Sample Cups | 15916 | 20% | Magna Pharmacia d.o.o. | 105-15/24 | 08.10.2024 | 08.10.2025
Reagensi, izuzev za transfuziju | 404-1-110/24-44 | 130 | Reagensi za aparate ARCHITECT (c 8000, c4000, ci 16200, ci8200, ci4100, i1000, i2000) (ABBOTT) | 273 | Reaction vessels | RGN216484 | pakovanje | 4000 komada | Abbott Laboratories Diagnostics Division | Architect Reaction Vessels | 28612 | 20% | Magna Pharmacia d.o.o. | 105-15/24 | 08.10.2024 | 08.10.2025
Reagensi, izuzev za transfuziju | 404-1-110/24-44 | 130 | Reagensi za aparate ARCHITECT (c 8000, c4000, ci 16200, ci8200, ci4100, i1000, i2000) (ABBOTT) | 274 | Replacement cups | RGN216485 | pakovanje | 100 komada | Abbott Laboratories Diagnostics Division | Architect Replacement Caps | 10062 | 20% | Magna Pharmacia d.o.o. | 105-15/24 | 08.10.2024 | 08.10.2025
Reagensi, izuzev za transfuziju | 404-1-110/24-44 | 130 | Reagensi za aparate ARCHITECT (c 8000, c4000, ci 16200, ci8200, ci4100, i1000, i2000) (ABBOTT) | 275 | Septumi | RGN216486 | pakovanje | 200 komada | Abbott Laboratories Diagnostics Division | Architect Septum | 47743 | 20% | Magna Pharmacia d.o.o. | 105-15/24 | 08.10.2024 | 08.10.2025
Reagensi, izuzev za transfuziju | 404-1-110/24-44 | 130 | Reagensi za aparate ARCHITECT (c 8000, c4000, ci 16200, ci8200, ci4100, i1000, i2000) (ABBOTT) | 276 | Manual diluent | RGN216487 | pakovanje | 100 ml | Abbott Ireland Diagnostics Division | ARCHITECT Multi-Assay Manual Diluent | 27168 | 20% | Magna Pharmacia d.o.o. | 105-15/24 | 08.10.2024 | 08.10.2025
Reagensi, izuzev za transfuziju | 404-1-110/24-44 | 130 | Reagensi za aparate ARCHITECT (c 8000, c4000, ci 16200, ci8200, ci4100, i1000, i2000) (ABBOTT) | 277 | Source Lamp za Architect ci4100 ili odgovarajuće | RGN216488 | komad | 1 komad | Abbott GmbH & Co. KG | Architect Source lamp | 29267 | 20% | Magna Pharmacia d.o.o. | 105-15/24 | 08.10.2024 | 08.10.2025
Reagensi, izuzev za transfuziju | 404-1-110/24-44 | 130 | Reagensi za aparate ARCHITECT (c 8000, c4000, ci 16200, ci8200, ci4100, i1000, i2000) (ABBOTT) | 278 | Tubing/Sensor, temp, WZ za Architect ci4100 ili odgovarajuće | RGN216489 | komad | 1 komad | Abbott GmbH & Co. KG | Architect Tubing /Sensor, temp WZ | 25817 | 20% | Magna Pharmacia d.o.o. | 105-15/24 | 08.10.2024 | 08.10.2025
Reagensi, izuzev za transfuziju | 404-1-110/24-44 | 130 | Reagensi za aparate ARCHITECT (c 8000, c4000, ci 16200, ci8200, ci4100, i1000, i2000) (ABBOTT) | 279 | NSE | RGN216490 | pakovanje | 100 testova | Abbott GmbH & Co. KG | Architect NSE | 106260 | 20% | Magna Pharmacia d.o.o. | 105-15/24 | 08.10.2024 | 08.10.2025
Reagensi, izuzev za transfuziju | 404-1-110/24-44 | 130 | Reagensi za aparate ARCHITECT (c 8000, c4000, ci 16200, ci8200, ci4100, i1000, i2000) (ABBOTT) | 280 | NSE kalibrator | RGN216491 | pakovanje | 1 x 8 ml; 5 x 4 ml | Abbott GmbH & Co. KG | Architect NSE kalibrator | 17388 | 20% | Magna Pharmacia d.o.o. | 105-15/24 | 08.10.2024 | 08.10.2025
Reagensi, izuzev za transfuziju | 404-1-110/24-44 | 130 | Reagensi za aparate ARCHITECT (c 8000, c4000, ci 16200, ci8200, ci4100, i1000, i2000) (ABBOTT) | 281 | NSE kontrola | RGN216492 | pakovanje | 3 x 8 ml | Abbott GmbH & Co. KG | Architect NSE kontrola | 17388 | 20% | Magna Pharmacia d.o.o. | 105-15/24 | 08.10.2024 | 08.10.2025
Reagensi, izuzev za transfuziju | 404-1-110/24-44 | 130 | Reagensi za aparate ARCHITECT (c 8000, c4000, ci 16200, ci8200, ci4100, i1000, i2000) (ABBOTT) | 282 | Mioglobin | RGN216493 | pakovanje | 100 testova | Abbott Laboratories Diagnostics Division | Architect Mioglobin | 49450 | 20% | Magna Pharmacia d.o.o. | 105-15/24 | 08.10.2024 | 08.10.2025
Reagensi, izuzev za transfuziju | 404-1-110/24-44 | 130 | Reagensi za aparate ARCHITECT (c 8000, c4000, ci 16200, ci8200, ci4100, i1000, i2000) (ABBOTT) | 283 | Mioglobin kalibrator | RGN216494 | pakovanje | 6 x 4 ml | Abbott Laboratories Diagnostics Division | Architect Mioglobin kalibrator | 19377 | 20% | Magna Pharmacia d.o.o. | 105-15/24 | 08.10.2024 | 08.10.2025
Reagensi, izuzev za transfuziju | 404-1-110/24-44 | 130 | Reagensi za aparate ARCHITECT (c 8000, c4000, ci 16200, ci8200, ci4100, i1000, i2000) (ABBOTT) | 284 | Mioglobin kontrola | RGN216495 | pakovanje | 6 x 3 ml | Abbott Laboratories Diagnostics Division | Architect Mioglobin kontrola | 19377 | 20% | Magna Pharmacia d.o.o. | 105-15/24 | 08.10.2024 | 08.10.2025
Reagensi, izuzev za transfuziju | 404-1-110/24-44 | 130 | Reagensi za aparate ARCHITECT (c 8000, c4000, ci 16200, ci8200, ci4100, i1000, i2000) (ABBOTT) | 285 | DHEA-S | RGN216496 | pakovanje | 100 testova | Abbott GmbH & Co. KG | Architect DHEA-S | 60444 | 20% | Magna Pharmacia d.o.o. | 105-15/24 | 08.10.2024 | 08.10.2025
Reagensi, izuzev za transfuziju | 404-1-110/24-44 | 130 | Reagensi za aparate ARCHITECT (c 8000, c4000, ci 16200, ci8200, ci4100, i1000, i2000) (ABBOTT) | 286 | DHEA-S kalibrator | RGN216497 | pakovanje | 6 x 2 ml | Abbott GmbH & Co. KG | Architect DHEA-S kalibrator | 19098 | 20% | Magna Pharmacia d.o.o. | 105-15/24 | 08.10.2024 | 08.10.2025
Reagensi, izuzev za transfuziju | 404-1-110/24-44 | 130 | Reagensi za aparate ARCHITECT (c 8000, c4000, ci 16200, ci8200, ci4100, i1000, i2000) (ABBOTT) | 287 | DHEA-S kontrola | RGN216498 | pakovanje | 3 x 4 ml | Abbott GmbH & Co. KG | Architect DHEA-S kontrola | 20958 | 20% | Magna Pharmacia d.o.o. | 105-15/24 | 08.10.2024 | 08.10.2025
Reagensi, izuzev za transfuziju | 404-1-110/24-44 | 130 | Reagensi za aparate ARCHITECT (c 8000, c4000, ci 16200, ci8200, ci4100, i1000, i2000) (ABBOTT) | 288 | Tiroglobulin | RGN216499 | pakovanje | 100 testova | Abbott GmbH & Co. KG | Architect Tiroglobulin | 56028 | 20% | Magna Pharmacia d.o.o. | 105-15/24 | 08.10.2024 | 08.10.2025
Reagensi, izuzev za transfuziju | 404-1-110/24-44 | 130 | Reagensi za aparate ARCHITECT (c 8000, c4000, ci 16200, ci8200, ci4100, i1000, i2000) (ABBOTT) | 289 | Tiroglobulin kalibrator | RGN216500 | pakovanje | 6 x 4 ml | Abbott GmbH & Co. KG | Architect Tiroglobulin kalibrator | 19377 | 20% | Magna Pharmacia d.o.o. | 105-15/24 | 08.10.2024 | 08.10.2025
Reagensi, izuzev za transfuziju | 404-1-110/24-44 | 130 | Reagensi za aparate ARCHITECT (c 8000, c4000, ci 16200, ci8200, ci4100, i1000, i2000) (ABBOTT) | 290 | Tiroglobulin kontrola | RGN216501 | pakovanje | 3 x 8 ml | Abbott GmbH & Co. KG | Architect Tiroglobulin kontrola | 19377 | 20% | Magna Pharmacia d.o.o. | 105-15/24 | 08.10.2024 | 08.10.2025
Reagensi, izuzev za transfuziju | 404-1-110/24-44 | 130 | Reagensi za aparate ARCHITECT (c 8000, c4000, ci 16200, ci8200, ci4100, i1000, i2000) (ABBOTT) | 291 | Aero/c8000 Mixer | RGN216502 | pakovanje | 1 komad | Abbott GmbH | Architect Aero/c8000 Mixer | 106260 | 20% | Magna Pharmacia d.o.o. | 105-15/24 | 08.10.2024 | 08.10.2025
Reagensi, izuzev za transfuziju | 404-1-110/24-44 | 130 | Reagensi za aparate ARCHITECT (c 8000, c4000, ci 16200, ci8200, ci4100, i1000, i2000) (ABBOTT) | 292 | Dry tip | RGN216503 | pakovanje | 2 komada | Abbott GmbH | Architect Dry tip | 31464 | 20% | Magna Pharmacia d.o.o. | 105-15/24 | 08.10.2024 | 08.10.2025
Reagensi, izuzev za transfuziju | 404-1-110/24-44 | 130 | Reagensi za aparate ARCHITECT (c 8000, c4000, ci 16200, ci8200, ci4100, i1000, i2000) (ABBOTT) | 293 | MOKRAĆNA KISELINA | RGN216506 | pakovanje | 640 testova | Abbott Ireland Diagnostics Division | Architect Uric Acid2 | 7433 | 20% | Magna Pharmacia d.o.o. | 105-15/24 | 08.10.2024 | 08.10.2025
Reagensi, izuzev za transfuziju | 404-1-110/24-44 | 130 | Reagensi za aparate ARCHITECT (c 8000, c4000, ci 16200, ci8200, ci4100, i1000, i2000) (ABBOTT) | 294 | AMILAZA | RGN216511 | pakovanje | 640 testova | Abbott Ireland Diagnostics Division | Architect Amylase2 | 32994 | 20% | Magna Pharmacia d.o.o. | 105-15/24 | 08.10.2024 | 08.10.2025
Reagensi, izuzev za transfuziju | 404-1-110/24-44 | 130 | Reagensi za aparate ARCHITECT (c 8000, c4000, ci 16200, ci8200, ci4100, i1000, i2000) (ABBOTT) | 295 | CONSOLIDATED CHEMISTRY CAL | RGN216512 | pakovanje | 12 x 5 ml | Abbott Ireland Diagnostics Division | Architect Consolidated Chemistry Calibrator | 27048 | 20% | Magna Pharmacia d.o.o. | 105-15/24 | 08.10.2024 | 08.10.2025
Reagensi, izuzev za transfuziju | 404-1-110/24-44 | 130 | Reagensi za aparate ARCHITECT (c 8000, c4000, ci 16200, ci8200, ci4100, i1000, i2000) (ABBOTT) | 296 | TRAb kalibrator | RGN233602 | pakovanje | 6x4ml | Abbott Ireland Diagnostics Division | Architect TRAb kalibrator | 26100 | 20% | Magna Pharmacia d.o.o. | 105-15/24 | 08.10.2024 | 08.10.2025
Reagensi, izuzev za transfuziju | 404-1-110/24-44 | 130 | Reagensi za aparate ARCHITECT (c 8000, c4000, ci 16200, ci8200, ci4100, i1000, i2000) (ABBOTT) | 297 | TRAb kontrola | RGN233603 | pakovanje | 3x8ml | Abbott Ireland Diagnostics Division | Architect TRAb kontrola | 21700 | 20% | Magna Pharmacia d.o.o. | 105-15/24 | 08.10.2024 | 08.10.2025
Reagensi, izuzev za transfuziju | 404-1-110/24-44 | 130 | Reagensi za aparate ARCHITECT (c 8000, c4000, ci 16200, ci8200, ci4100, i1000, i2000) (ABBOTT) | 298 | TRAb reagens | RGN233604 | pakovanje | 100 testova | Abbott Ireland Diagnostics Division | Architect TRAb reagens | 52800 | 20% | Magna Pharmacia d.o.o. | 105-15/24 | 08.10.2024 | 08.10.2025
Reagensi, izuzev za transfuziju | 404-1-110/24-44 | 130 | Reagensi za aparate ARCHITECT (c 8000, c4000, ci 16200, ci8200, ci4100, i1000, i2000) (ABBOTT) | 299 | TRAb reagens | RGN233605 | pakovanje | 500 testova | Abbott Ireland Diagnostics Division | Architect TRAb reagens | 264000 | 20% | Magna Pharmacia d.o.o. | 105-15/24 | 08.10.2024 | 08.10.2025
Reagensi, izuzev za transfuziju | 404-1-110/24-44 | 130 | Reagensi za aparate ARCHITECT (c 8000, c4000, ci 16200, ci8200, ci4100, i1000, i2000) (ABBOTT) | 300 | Alere NT-proBNP kalibrator | RGN233606 | pakovanje | 6x4ml | Axis-Shield Diagnostics Limited | Alere NT-proBNP kalibrator | 26100 | 20% | Magna Pharmacia d.o.o. | 105-15/24 | 08.10.2024 | 08.10.2025
Reagensi, izuzev za transfuziju | 404-1-110/24-44 | 130 | Reagensi za aparate ARCHITECT (c 8000, c4000, ci 16200, ci8200, ci4100, i1000, i2000) (ABBOTT) | 301 | Alere NT-proBNP kontrola | RGN233607 | pakovanje | 3x8ml | Axis-Shield Diagnostics Limited | Architect Alere NT-proBNP kontrola | 25344 | 20% | Magna Pharmacia d.o.o. | 105-15/24 | 08.10.2024 | 08.10.2025
Reagensi, izuzev za transfuziju | 404-1-110/24-44 | 130 | Reagensi za aparate ARCHITECT (c 8000, c4000, ci 16200, ci8200, ci4100, i1000, i2000) (ABBOTT) | 302 | Alere NT-proBNP reagens | RGN233608 | pakovanje | 100 testova | Axis-Shield Diagnostics Limited | Architect Alere NT-proBNP reagens | 190080 | 20% | Magna Pharmacia d.o.o. | 105-15/24 | 08.10.2024 | 08.10.2025
Reagensi, izuzev za transfuziju | 404-1-110/24-44 | 130 | Reagensi za aparate ARCHITECT (c 8000, c4000, ci 16200, ci8200, ci4100, i1000, i2000) (ABBOTT) | 303 | Alere NT-proBNP reagens | RGN233609 | pakovanje | 500 testova | Axis-Shield Diagnostics Limited | Architect Alere NT-proBNP reagens | 844800 | 20% | Magna Pharmacia d.o.o. | 105-15/24 | 08.10.2024 | 08.10.2025
Reagensi, izuzev za transfuziju | 404-1-110/24-44 | 130 | Reagensi za aparate ARCHITECT (c 8000, c4000, ci 16200, ci8200, ci4100, i1000, i2000) (ABBOTT) | 304 | HCV Ag kalibrator | RGN233610 | pakovanje | 6x4ml | Abbott GmbH | Architect HCV Ag kalibrator | 36200 | 20% | Magna Pharmacia d.o.o. | 105-15/24 | 08.10.2024 | 08.10.2025
Reagensi, izuzev za transfuziju | 404-1-110/24-44 | 130 | Reagensi za aparate ARCHITECT (c 8000, c4000, ci 16200, ci8200, ci4100, i1000, i2000) (ABBOTT) | 305 | HCV Ag kontrola | RGN233611 | pakovanje | 3x8ml | Abbott GmbH | Architect HCV Ag kontrola | 36200 | 20% | Magna Pharmacia d.o.o. | 105-15/24 | 08.10.2024 | 08.10.2025
Reagensi, izuzev za transfuziju | 404-1-110/24-44 | 130 | Reagensi za aparate ARCHITECT (c 8000, c4000, ci 16200, ci8200, ci4100, i1000, i2000) (ABBOTT) | 306 | HCV Ag reagens | RGN233612 | pakovanje | 100 testova | Abbott GmbH | Architect HCV Ag reagens | 362000 | 20% | Magna Pharmacia d.o.o. | 105-15/24 | 08.10.2024 | 08.10.2025
Reagensi, izuzev za transfuziju | 404-1-110/24-44 | 130 | Reagensi za aparate ARCHITECT (c 8000, c4000, ci 16200, ci8200, ci4100, i1000, i2000) (ABBOTT) | 307 | Anti-HBs Specimen Diluent | RGN233613 | pakovanje | 100 mL | Abbott Ireland Diagnostics Division | Architect Anti-HBs Specimen Diluent | 13190 | 20% | Magna Pharmacia d.o.o. | 105-15/24 | 08.10.2024 | 08.10.2025
Reagensi, izuzev za transfuziju | 404-1-110/24-44 | 130 | Reagensi za aparate ARCHITECT (c 8000, c4000, ci 16200, ci8200, ci4100, i1000, i2000) (ABBOTT) | 308 | C4000/C8000 Reagent Probe | RGN233614 | pakovanje | 1 komad | Abbott GmbH | Architect C4000/C8000 Reagent Probe | 92500 | 20% | Magna Pharmacia d.o.o. | 105-15/24 | 08.10.2024 | 08.10.2025
Reagensi, izuzev za transfuziju | 404-1-110/24-44 | 130 | Reagensi za aparate ARCHITECT (c 8000, c4000, ci 16200, ci8200, ci4100, i1000, i2000) (ABBOTT) | 309 | C4/C8/C16 Sample Probe | RGN233615 | pakovanje | 1 komad | Abbott GmbH | Architect C4/C8/C16 Sample Probe | 125000 | 20% | Magna Pharmacia d.o.o. | 105-15/24 | 08.10.2024 | 08.10.2025
Reagensi, izuzev za transfuziju | 404-1-110/24-44 | 131 | Reagensi za aparat FA-160 Immunofluorescence Analzyer | 1 | HbA1c | RGN231620 | pakovanje | 25/1 | Lifotronic Technology Co., Ltd | HbA1c Assay Kits (FA-160) | 11550 | 20% | Promedia d.o.o. | 105-21/24 | 08.10.2024 | 08.10.2025
Reagensi, izuzev za transfuziju | 404-1-110/24-44 | 131 | Reagensi za aparat FA-160 Immunofluorescence Analzyer | 2 | CRP/HsCRP | RGN231621 | pakovanje | 25/1 | Lifotronic Technology Co., Ltd | C-reactive Protein Assay Kits (FA-160) | 8112.5 | 20% | Promedia d.o.o. | 105-21/24 | 08.10.2024 | 08.10.2025
Reagensi, izuzev za transfuziju | 404-1-110/24-44 | 131 | Reagensi za aparat FA-160 Immunofluorescence Analzyer | 3 | D-Dimer | RGN231622 | pakovanje | 25/1 | Lifotronic Technology Co., Ltd | D-dimer Assay Kits (FA-160) | 18920 | 20% | Promedia d.o.o. | 105-21/24 | 08.10.2024 | 08.10.2025
Reagensi, izuzev za transfuziju | 404-1-110/24-44 | 131 | Reagensi za aparat FA-160 Immunofluorescence Analzyer | 4 | CK-MB | RGN231623 | pakovanje | 25/1 | Lifotronic Technology Co., Ltd | CK-MB Creatin Kineaze MB Assay Kits (FA-160) | 19250 | 20% | Promedia d.o.o. | 105-21/24 | 08.10.2024 | 08.10.2025
Reagensi, izuzev za transfuziju | 404-1-110/24-44 | 131 | Reagensi za aparat FA-160 Immunofluorescence Analzyer | 5 | cTnI | RGN231624 | pakovanje | 25/1 | Lifotronic Technology Co., Ltd | cTnl - Cardiac Troponin Assay Kits (FA-160) | 21340 | 20% | Promedia d.o.o. | 105-21/24 | 08.10.2024 | 08.10.2025
Reagensi, izuzev za transfuziju | 404-1-110/24-44 | 131 | Reagensi za aparat FA-160 Immunofluorescence Analzyer | 6 | mAlb | RGN231625 | pakovanje | 25/1 | Lifotronic Technology Co., Ltd | mAlb-Microalbumin Assay Kits (FA-160) | 19250 | 20% | Promedia d.o.o. | 105-21/24 | 08.10.2024 | 08.10.2025
Reagensi, izuzev za transfuziju | 404-1-110/24-44 | 131 | Reagensi za aparat FA-160 Immunofluorescence Analzyer | 7 | MYO | RGN231626 | pakovanje | 25/1 | Lifotronic Technology Co., Ltd | MYO-Myoglobin Assay Kits (FA-160) | 20592 | 20% | Promedia d.o.o. | 105-21/24 | 08.10.2024 | 08.10.2025
Reagensi, izuzev za transfuziju | 404-1-110/24-44 | 131 | Reagensi za aparat FA-160 Immunofluorescence Analzyer | 8 | NT-proBNP | RGN231627 | pakovanje | 25/1 | Lifotronic Technology Co., Ltd | NT-proBNP Assay Kits (FA-160) | 23584 | 20% | Promedia d.o.o. | 105-21/24 | 08.10.2024 | 08.10.2025
Reagensi, izuzev za transfuziju | 404-1-110/24-44 | 131 | Reagensi za aparat FA-160 Immunofluorescence Analzyer | 9 | PCT | RGN231628 | pakovanje | 25/1 | Lifotronic Technology Co., Ltd | PCT - Procalcitonin Assay Kits (FA-160) | 23584 | 20% | Promedia d.o.o. | 105-21/24 | 08.10.2024 | 08.10.2025
Reagensi, izuzev za transfuziju | 404-1-110/24-44 | 131 | Reagensi za aparat FA-160 Immunofluorescence Analzyer | 10 | TSH | RGN231629 | pakovanje | 25/1 | Lifotronic Technology Co., Ltd | TSH Assay Kits (FA-160) | 8272 | 20% | Promedia d.o.o. | 105-21/24 | 08.10.2024 | 08.10.2025
Reagensi, izuzev za transfuziju | 404-1-110/24-44 | 131 | Reagensi za aparat FA-160 Immunofluorescence Analzyer | 11 | T3 | RGN231630 | pakovanje | 25/1 | Lifotronic Technology Co., Ltd | T3 - Triodothyronine Assay Kits (FA-160) | 8272 | 20% | Promedia d.o.o. | 105-21/24 | 08.10.2024 | 08.10.2025
Reagensi, izuzev za transfuziju | 404-1-110/24-44 | 131 | Reagensi za aparat FA-160 Immunofluorescence Analzyer | 12 | T4 | RGN231631 | pakovanje | 25/1 | Lifotronic Technology Co., Ltd | T4 - Thyroxine Assay Kits (FA-160) | 8272 | 20% | Promedia d.o.o. | 105-21/24 | 08.10.2024 | 08.10.2025
Reagensi, izuzev za transfuziju | 404-1-110/24-44 | 132 | Kontrolni materijal, proizvođač BioRad | 1 | EQAS URINALYSIS PROG 12X12 ML | RGN212639 | pakovanje | 12x12ml | Bio-Rad Laboratories | EQAS urinalysis Program | 144152.5 | 20% | Maymedica d.o.o. | 105-16/24 | 14.10.2024 | 14.10.2025
Reagensi, izuzev za transfuziju | 404-1-110/24-44 | 132 | Kontrolni materijal, proizvođač BioRad | 2 | EQAS HIV/Hepatitis Program | RGN212640 | pakovanje | 12x2ml | Bio-Rad Laboratories | EQAS HIV/Hepatitis Program | 138862.5 | 20% | Maymedica d.o.o. | 105-16/24 | 14.10.2024 | 14.10.2025
Reagensi, izuzev za transfuziju | 404-1-110/24-44 | 132 | Kontrolni materijal, proizvođač BioRad | 3 | EQAS Syphilis Program | RGN212641 | pakovanje | 12x1,5ml | Bio-Rad Laboratories | EQAS Syphilis Program | 87285 | 20% | Maymedica d.o.o. | 105-16/24 | 14.10.2024 | 14.10.2025
Reagensi, izuzev za transfuziju | 404-1-110/24-44 | 132 | Kontrolni materijal, proizvođač BioRad | 4 | EQAS Blood Typing Program A | RGN212642 | pakovanje | 3x4ml+1x2ml | Bio-Rad Laboratories | EQAS Blood Typing Program shipment A | 72076.25 | 20% | Maymedica d.o.o. | 105-16/24 | 14.10.2024 | 14.10.2025
Reagensi, izuzev za transfuziju | 404-1-110/24-44 | 132 | Kontrolni materijal, proizvođač BioRad | 5 | EQAS Blood Typing Program B | RGN212643 | pakovanje | 3x4ml+1x2ml | Bio-Rad Laboratories | EQAS Blood Typing Program shipment B | 72076.25 | 20% | Maymedica d.o.o. | 105-16/24 | 14.10.2024 | 14.10.2025
Reagensi, izuzev za transfuziju | 404-1-110/24-44 | 132 | Kontrolni materijal, proizvođač BioRad | 6 | EQAS Blood Typing Program C | RGN212644 | pakovanje | 3x4ml+1x2ml | Bio-Rad Laboratories | EQAS Blood Typing Program shipment C | 72076.25 | 20% | Maymedica d.o.o. | 105-16/24 | 14.10.2024 | 14.10.2025
Reagensi, izuzev za transfuziju | 404-1-110/24-44 | 132 | Kontrolni materijal, proizvođač BioRad | 7 | LIQUICHEK CARDIAC TROPONINS CONTROL 6X3ML | RGN212645 | pakovanje | 6x3ml | Bio-Rad Laboratories | Liquichek Cardiac Troponins Control | 104675.88 | 20% | Maymedica d.o.o. | 105-16/24 | 14.10.2024 | 14.10.2025
Reagensi, izuzev za transfuziju | 404-1-110/24-44 | 132 | Kontrolni materijal, proizvođač BioRad | 8 | LIQ CARDIAC MARK PLUS LT I | RGN212646 | pakovanje | 6x3ml | Bio-Rad Laboratories | Liquichek Cardiac Markers Plus Control LT Level 1 | 29325 | 20% | Maymedica d.o.o. | 105-16/24 | 14.10.2024 | 14.10.2025
Reagensi, izuzev za transfuziju | 404-1-110/24-44 | 132 | Kontrolni materijal, proizvođač BioRad | 9 | LIQUICHEK CARDIAC MARKERS PLUS CONTROL LVL2 6X3ML | RGN212647 | pakovanje | 6x3ml | Bio-Rad Laboratories | Liquichek Cardiac Markers Plus Control LT Level 2 | 29325 | 20% | Maymedica d.o.o. | 105-16/24 | 14.10.2024 | 14.10.2025
Reagensi, izuzev za transfuziju | 404-1-110/24-44 | 132 | Kontrolni materijal, proizvođač BioRad | 10 | LIQUICHEK CARDIAC MARKERS LT PLUS CONTROL 1X3ML MP | RGN212648 | pakovanje | 1x3ml | Bio-Rad Laboratories | Liquichek Cardiac Markers Plus Control LT Level 2 MiniPak | 18515 | 20% | Maymedica d.o.o. | 105-16/24 | 14.10.2024 | 14.10.2025
Reagensi, izuzev za transfuziju | 404-1-110/24-44 | 132 | Kontrolni materijal, proizvođač BioRad | 11 | LIQUICHEK CARDIAC MARKERS PLUS LT LVL3 6X3ML | RGN212649 | pakovanje | 6x3ml | Bio-Rad Laboratories | Liquichek Cardiac Markers Plus Control LT Level 3 | 30417.5 | 20% | Maymedica d.o.o. | 105-16/24 | 14.10.2024 | 14.10.2025
Reagensi, izuzev za transfuziju | 404-1-110/24-44 | 132 | Kontrolni materijal, proizvođač BioRad | 12 | Liquichek Diabetes Control Level 1 | RGN212650 | pakovanje | 6x1ml | Bio-Rad Laboratories | Liquichek Diabetes Control Level 1 | 68770 | 20% | Maymedica d.o.o. | 105-16/24 | 14.10.2024 | 14.10.2025
Reagensi, izuzev za transfuziju | 404-1-110/24-44 | 132 | Kontrolni materijal, proizvođač BioRad | 13 | Liquichek Diabetes Control Level 2 | RGN212651 | pakovanje | 6x1ml | Bio-Rad Laboratories | Liquichek Diabetes Control Level 2 | 68770 | 20% | Maymedica d.o.o. | 105-16/24 | 14.10.2024 | 14.10.2025
Reagensi, izuzev za transfuziju | 404-1-110/24-44 | 132 | Kontrolni materijal, proizvođač BioRad | 14 | LIQUICHEK DIABETES CONTROL TRILEVEL MINIpakovanje 3X1ML | RGN212652 | pakovanje | 3x1ml | Bio-Rad Laboratories | Liquichek Diabetes Control MiniPak | 34385 | 20% | Maymedica d.o.o. | 105-16/24 | 14.10.2024 | 14.10.2025
Reagensi, izuzev za transfuziju | 404-1-110/24-44 | 132 | Kontrolni materijal, proizvođač BioRad | 15 | LIQUICHEK CARDIAC MARKERS PLUS CONTROL TRILEVEL 6X3ML | RGN212653 | pakovanje | 6x3ml | Bio-Rad Laboratories | Liquichek Cardiac Markers Plus Control Trilevel | 31740 | 20% | Maymedica d.o.o. | 105-16/24 | 14.10.2024 | 14.10.2025
Reagensi, izuzev za transfuziju | 404-1-110/24-44 | 132 | Kontrolni materijal, proizvođač BioRad | 16 | LIQUICHEK CARDIAC MARKER PLUS CONTROL TRILEVEL MINIpakovanje 3X3ML | RGN212654 | pakovanje | 3x3ml | Bio-Rad Laboratories | Liquichek Cardiac Markers Plus Control MiniPak | 25127.5 | 20% | Maymedica d.o.o. | 105-16/24 | 14.10.2024 | 14.10.2025
Reagensi, izuzev za transfuziju | 404-1-110/24-44 | 132 | Kontrolni materijal, proizvođač BioRad | 17 | LIQUICHEK ELEVATED CRP CONTROL TRILEVEL MINIpakovanje 3X1ML | RGN212655 | pakovanje | 3x1ml | Bio-Rad Laboratories | Liquichek Elevated CRP Control MiniPak | 21424.5 | 20% | Maymedica d.o.o. | 105-16/24 | 14.10.2024 | 14.10.2025
Reagensi, izuzev za transfuziju | 404-1-110/24-44 | 132 | Kontrolni materijal, proizvođač BioRad | 18 | LIQUICHECK D-DIMER CONTROL LVL 1 | RGN212656 | pakovanje | 6x1ml | Bio-Rad Laboratories | Liquichek D-Dimer Control Level 1 | 29624 | 20% | Maymedica d.o.o. | 105-16/24 | 14.10.2024 | 14.10.2025
Reagensi, izuzev za transfuziju | 404-1-110/24-44 | 132 | Kontrolni materijal, proizvođač BioRad | 19 | LIQUICHECK D-DIMER CONTROL LVL 2 | RGN212657 | pakovanje | 6x1ml | Bio-Rad Laboratories | Liquichek D-Dimer Control Level 2 | 27243.5 | 20% | Maymedica d.o.o. | 105-16/24 | 14.10.2024 | 14.10.2025
Reagensi, izuzev za transfuziju | 404-1-110/24-44 | 132 | Kontrolni materijal, proizvođač BioRad | 20 | LIQUICHECK D-DIMER CONTROL FOUR LVL MINIpakovanje | RGN212658 | pakovanje | 4x1ml | Bio-Rad Laboratories | Liquichek D-Dimer Control MiniPak | 17457 | 20% | Maymedica d.o.o. | 105-16/24 | 14.10.2024 | 14.10.2025
Reagensi, izuzev za transfuziju | 404-1-110/24-44 | 132 | Kontrolni materijal, proizvođač BioRad | 21 | Liquichek Cardiac Markers Plus Control Level 1A | RGN212659 | pakovanje | 6x3ml | Bio-Rad Laboratories | Liquichek Cardiac Markers Plus Control LT Level 1A | 31607.75 | 20% | Maymedica d.o.o. | 105-16/24 | 14.10.2024 | 14.10.2025
Reagensi, izuzev za transfuziju | 404-1-110/24-44 | 132 | Kontrolni materijal, proizvođač BioRad | 22 | Liquichek Cardiac Markers PlusControl L1A Minipakovanje | RGN212660 | pakovanje | 1x3ml | Bio-Rad Laboratories | Liquichek Cardiac Markers Plus Control LT Level 1 MiniPak | 18779.5 | 20% | Maymedica d.o.o. | 105-16/24 | 14.10.2024 | 14.10.2025
Reagensi, izuzev za transfuziju | 404-1-110/24-44 | 132 | Kontrolni materijal, proizvođač BioRad | 23 | Liquichek Cardiac Markers Plus Control Level 1C | RGN212661 | pakovanje | 6x3ml | Bio-Rad Laboratories | Liquichek Cardiac Markers Plus Control LT Level 1C | 31607.75 | 20% | Maymedica d.o.o. | 105-16/24 | 14.10.2024 | 14.10.2025
Reagensi, izuzev za transfuziju | 404-1-110/24-44 | 132 | Kontrolni materijal, proizvođač BioRad | 24 | Whole Blood Immu.Five Level Minipakovanje | RGN212662 | pakovanje | 3x2ml | Bio-Rad Laboratories | Lyphochek Whole Blood Immunosuppresant Control MiniPak | 39675 | 20% | Maymedica d.o.o. | 105-16/24 | 14.10.2024 | 14.10.2025
Reagensi, izuzev za transfuziju | 404-1-110/24-44 | 132 | Kontrolni materijal, proizvođač BioRad | 25 | LIQUID ASSAYED MULTIQAL TRILEVEL MINIPACK 3X5ML | RGN212663 | pakovanje | 3x5ml | Bio-Rad Laboratories | Liquid Assayed Multiqual Premium MiniPak | 18400 | 20% | Maymedica d.o.o. | 105-16/24 | 14.10.2024 | 14.10.2025
Reagensi, izuzev za transfuziju | 404-1-110/24-44 | 132 | Kontrolni materijal, proizvođač BioRad | 26 | Liquichek Homocysteine Control Trilevel Minipakovanje | RGN212664 | pakovanje | 3x1ml | Bio-Rad Laboratories | Liquichek Homocysteine Control MiniPak | 25788.75 | 20% | Maymedica d.o.o. | 105-16/24 | 14.10.2024 | 14.10.2025
Reagensi, izuzev za transfuziju | 404-1-110/24-44 | 132 | Kontrolni materijal, proizvođač BioRad | 27 | Lyphochek Assayed Chemistry Control Bilevel Minipakovanje 2X5ML | RGN212665 | pakovanje | 2x5ml | Bio-Rad Laboratories | Lyphochek Assayed Chemistry Control MiniPak | 8728.5 | 20% | Maymedica d.o.o. | 105-16/24 | 14.10.2024 | 14.10.2025
Reagensi, izuzev za transfuziju | 404-1-110/24-44 | 132 | Kontrolni materijal, proizvođač BioRad | 28 | LIQUICHEK PEDIATRIC CONTROL LVL2 6X4ML | RGN212666 | pakovanje | 6x4ml | Bio-Rad Laboratories | Liquichek Pediatric Control Level 2 | 37030 | 20% | Maymedica d.o.o. | 105-16/24 | 14.10.2024 | 14.10.2025
Reagensi, izuzev za transfuziju | 404-1-110/24-44 | 132 | Kontrolni materijal, proizvođač BioRad | 29 | Liquichek SPECIALTY IA LIQ LTA 6X5ML | RGN212667 | pakovanje | 6x5ml | Bio-Rad Laboratories | Liquichek Specialty Immunoassay Control Level LTA | 69431.25 | 20% | Maymedica d.o.o. | 105-16/24 | 14.10.2024 | 14.10.2025
Reagensi, izuzev za transfuziju | 404-1-110/24-44 | 132 | Kontrolni materijal, proizvođač BioRad | 30 | SPECIALITY IA 4 LEV LIQUIDMP | RGN212668 | pakovanje | 6x5ml | Bio-Rad Laboratories | Liquichek Specialty Immunoassay Control MiniPak | 47610 | 20% | Maymedica d.o.o. | 105-16/24 | 14.10.2024 | 14.10.2025
Reagensi, izuzev za transfuziju | 404-1-110/24-44 | 132 | Kontrolni materijal, proizvođač BioRad | 31 | Liquichek Immunoassay Plus Control Trilevel MiniPak | RGN212669 | pakovanje | 3x5ml | Bio-Rad Laboratories | Liquichek Immunoassay Plus Control MiniPak | 22482.5 | 20% | Maymedica d.o.o. | 105-16/24 | 14.10.2024 | 14.10.2025
Reagensi, izuzev za transfuziju | 404-1-110/24-44 | 132 | Kontrolni materijal, proizvođač BioRad | 32 | LIQUICHEK IMMUNOASSAY PLUS CONTROL LVL1 12X5ml | RGN212670 | pakovanje | 12x5ml | Bio-Rad Laboratories | Liquichek Immunoassay Plus Control Level 1 | 46948.75 | 20% | Maymedica d.o.o. | 105-16/24 | 14.10.2024 | 14.10.2025
Reagensi, izuzev za transfuziju | 404-1-110/24-44 | 132 | Kontrolni materijal, proizvođač BioRad | 33 | LIQUICHEK IMMUNOASSAY PLUS CONTROL LVL2 12X5ML | RGN212671 | pakovanje | 12x5ml | Bio-Rad Laboratories | Liquichek Immunoassay Plus Control Level 2 | 46948.75 | 20% | Maymedica d.o.o. | 105-16/24 | 14.10.2024 | 14.10.2025
Reagensi, izuzev za transfuziju | 404-1-110/24-44 | 132 | Kontrolni materijal, proizvođač BioRad | 34 | LIQUICHEK IMMUNOASSAY PLUS CONTROL LVL3 12X5ml | RGN212672 | pakovanje | 12x5ml | Bio-Rad Laboratories | Liquichek Immunoassay Plus Control Level 3 | 46948.75 | 20% | Maymedica d.o.o. | 105-16/24 | 14.10.2024 | 14.10.2025
Reagensi, izuzev za transfuziju | 404-1-110/24-44 | 132 | Kontrolni materijal, proizvođač BioRad | 35 | Liquichek Speciality Immunoassay Control LVL 1 6X5ML | RGN212673 | pakovanje | 6x5ml | Bio-Rad Laboratories | Liquichek Specialty Immunoassay Control Level 1 | 65550 | 20% | Maymedica d.o.o. | 105-16/24 | 14.10.2024 | 14.10.2025
Reagensi, izuzev za transfuziju | 404-1-110/24-44 | 132 | Kontrolni materijal, proizvođač BioRad | 36 | Liquichek Speciality Immunoassay Control LVL 2 6X5ML | RGN212674 | pakovanje | 6x5ml | Bio-Rad Laboratories | Liquichek Specialty Immunoassay Control Level 2 | 65550 | 20% | Maymedica d.o.o. | 105-16/24 | 14.10.2024 | 14.10.2025
Reagensi, izuzev za transfuziju | 404-1-110/24-44 | 132 | Kontrolni materijal, proizvođač BioRad | 37 | Liquichek Speciality Immunoassay Control Level 3 | RGN212675 | pakovanje | 6x5ml | Bio-Rad Laboratories | Liquichek Specialty Immunoassay Control Level 3 | 59512.5 | 20% | Maymedica d.o.o. | 105-16/24 | 14.10.2024 | 14.10.2025
Reagensi, izuzev za transfuziju | 404-1-110/24-44 | 132 | Kontrolni materijal, proizvođač BioRad | 38 | Lyphochek Tumor Marker Control Level 1 | RGN212676 | pakovanje | 6x2ml | Bio-Rad Laboratories | Lyphochek Tumor Marker Plus Control Level 1 | 47081 | 20% | Maymedica d.o.o. | 105-16/24 | 14.10.2024 | 14.10.2025
Reagensi, izuzev za transfuziju | 404-1-110/24-44 | 132 | Kontrolni materijal, proizvođač BioRad | 39 | Lyphochek Tumor Marker Control Level 2 | RGN212677 | pakovanje | 6x2ml | Bio-Rad Laboratories | Lyphochek Tumor Marker Plus Control Level 2 | 47081 | 20% | Maymedica d.o.o. | 105-16/24 | 14.10.2024 | 14.10.2025
Reagensi, izuzev za transfuziju | 404-1-110/24-44 | 132 | Kontrolni materijal, proizvođač BioRad | 40 | Lyphocheck Tumor Marker Plus Trilevel Minipakovanje | RGN212678 | pakovanje | 3x2ml | Bio-Rad Laboratories | Lyphochek Tumor Marker Plus Control MiniPak | 33062.5 | 20% | Maymedica d.o.o. | 105-16/24 | 14.10.2024 | 14.10.2025
Reagensi, izuzev za transfuziju | 404-1-110/24-44 | 132 | Kontrolni materijal, proizvođač BioRad | 41 | Lyphochek Tumor Marker Control Level 3 | RGN212679 | pakovanje | 6x2ml | Bio-Rad Laboratories | Lyphochek Tumor Marker Plus Control Level 3 | 47081 | 20% | Maymedica d.o.o. | 105-16/24 | 14.10.2024 | 14.10.2025
Reagensi, izuzev za transfuziju | 404-1-110/24-44 | 132 | Kontrolni materijal, proizvođač BioRad | 42 | LYPHOCHEK IMMUNOASSAY PLUS TRILEVEL 12X5ML | RGN212680 | pakovanje | 12x5ml | Bio-Rad Laboratories | Lyphochek Immunoassay Plus Control Trilevel | 39675 | 20% | Maymedica d.o.o. | 105-16/24 | 14.10.2024 | 14.10.2025
Reagensi, izuzev za transfuziju | 404-1-110/24-44 | 132 | Kontrolni materijal, proizvođač BioRad | 43 | LYPHOCHEK IMMUNOASSAY PLUS CONTROL TRILEVEL | RGN212681 | pakovanje | 3x5ml | Bio-Rad Laboratories | Lyphochek Immunoassay Plus Control MiniPak | 18515 | 20% | Maymedica d.o.o. | 105-16/24 | 14.10.2024 | 14.10.2025
Reagensi, izuzev za transfuziju | 404-1-110/24-44 | 132 | Kontrolni materijal, proizvođač BioRad | 44 | LYPHOCHEK IMMUNOASSAY PLUS CONTROL LEVEL1 12X5ML | RGN212682 | pakovanje | 12x5ml | Bio-Rad Laboratories | Lyphochek Immunoassay Plus Control Level 1 | 39675 | 20% | Maymedica d.o.o. | 105-16/24 | 14.10.2024 | 14.10.2025
Reagensi, izuzev za transfuziju | 404-1-110/24-44 | 132 | Kontrolni materijal, proizvođač BioRad | 45 | LYPHOCHEK IMMUNOASSAY PLUS CONTROL LEVEL 2 12X5ML | RGN212683 | pakovanje | 12x5ml | Bio-Rad Laboratories | Lyphochek Immunoassay Plus Control Level 2 | 39675 | 20% | Maymedica d.o.o. | 105-16/24 | 14.10.2024 | 14.10.2025
Reagensi, izuzev za transfuziju | 404-1-110/24-44 | 132 | Kontrolni materijal, proizvođač BioRad | 46 | LYPHOCHEK IMMUNOASSAY PLUS CONTROL LEVEL3 12X5ML | RGN212684 | pakovanje | 12x5ml | Bio-Rad Laboratories | Lyphochek Immunoassay Plus Control Level 3 | 39675 | 20% | Maymedica d.o.o. | 105-16/24 | 14.10.2024 | 14.10.2025
Reagensi, izuzev za transfuziju | 404-1-110/24-44 | 132 | Kontrolni materijal, proizvođač BioRad | 47 | MICRO ALBUMIN LIQUID 2X10ml | RGN212685 | pakovanje | 2x10ml | Bio-Rad Laboratories | Liquichek Microalbumin Control MiniPak | 12880 | 20% | Maymedica d.o.o. | 105-16/24 | 14.10.2024 | 14.10.2025
Reagensi, izuzev za transfuziju | 404-1-110/24-44 | 132 | Kontrolni materijal, proizvođač BioRad | 48 | URINE QUANTIT.BILEVEL 10ML ECH. | RGN212686 | pakovanje | 2x10ml | Bio-Rad Laboratories | Lyphochek Quantitative Urine Control MiniPak | 13092.75 | 20% | Maymedica d.o.o. | 105-16/24 | 14.10.2024 | 14.10.2025
Reagensi, izuzev za transfuziju | 404-1-110/24-44 | 132 | Kontrolni materijal, proizvođač BioRad | 49 | Lyphochek Quantitative urine control LEVEL1 | RGN212687 | pakovanje | 12x10ml | Bio-Rad Laboratories | Lyphochek Quantitative Urine Control Level 1 | 21160 | 20% | Maymedica d.o.o. | 105-16/24 | 14.10.2024 | 14.10.2025
Reagensi, izuzev za transfuziju | 404-1-110/24-44 | 132 | Kontrolni materijal, proizvođač BioRad | 50 | Lyphochek Quantitative Urine control LEVEL2 12x10ml | RGN212688 | pakovanje | 12x10ml | Bio-Rad Laboratories | Lyphochek Quantitative Urine Control Level 2 | 21160 | 20% | Maymedica d.o.o. | 105-16/24 | 14.10.2024 | 14.10.2025
Reagensi, izuzev za transfuziju | 404-1-110/24-44 | 132 | Kontrolni materijal, proizvođač BioRad | 51 | LIQUICHEK URINE CHEMISTRY CONTROL 2X10ML BILEVEL MINIpakovanje | RGN212689 | pakovanje | 2x10ml | Bio-Rad Laboratories | Liquichek Urine Chemistry Control MiniPak | 6612.5 | 20% | Maymedica d.o.o. | 105-16/24 | 14.10.2024 | 14.10.2025
Reagensi, izuzev za transfuziju | 404-1-110/24-44 | 132 | Kontrolni materijal, proizvođač BioRad | 52 | LIQUICHEK URINE CHEMISTRY CONTROL LVL 1 12X10ML | RGN212690 | pakovanje | 12x10ml | Bio-Rad Laboratories | Liquichek Urine Chemistry Control Level 1 | 23805 | 20% | Maymedica d.o.o. | 105-16/24 | 14.10.2024 | 14.10.2025
Reagensi, izuzev za transfuziju | 404-1-110/24-44 | 132 | Kontrolni materijal, proizvođač BioRad | 53 | LIQUICHEK URINE CHEMISTRY CONTROL LVL 2 12X10ML | RGN212691 | pakovanje | 12x10ml | Bio-Rad Laboratories | Liquichek Urine Chemistry Control Level 2 | 23805 | 20% | Maymedica d.o.o. | 105-16/24 | 14.10.2024 | 14.10.2025
Reagensi, izuzev za transfuziju | 404-1-110/24-44 | 132 | Kontrolni materijal, proizvođač BioRad | 54 | LipochekChek Urine Metals Control 10x25ml lvl1 | RGN212692 | pakovanje | 10x25ml | Bio-Rad Laboratories | Lyphochek Urine Metals Control Level 1 | 119025 | 20% | Maymedica d.o.o. | 105-16/24 | 14.10.2024 | 14.10.2025
Reagensi, izuzev za transfuziju | 404-1-110/24-44 | 132 | Kontrolni materijal, proizvođač BioRad | 55 | MATERNAL SERUM II CONTROL 1 LIQ 6X2.5ML | RGN212693 | pakovanje | 6x2,5ml | Bio-Rad Laboratories | Liquichek Maternal Serum II Control Level 1 | 23805 | 20% | Maymedica d.o.o. | 105-16/24 | 14.10.2024 | 14.10.2025
Reagensi, izuzev za transfuziju | 404-1-110/24-44 | 132 | Kontrolni materijal, proizvođač BioRad | 56 | MATERNAL SERUM II CONTROL 2 LIQ 6X2.5ML | RGN212694 | pakovanje | 6x2,5ml | Bio-Rad Laboratories | Liquichek Maternal Serum II Control Level 2 | 23805 | 20% | Maymedica d.o.o. | 105-16/24 | 14.10.2024 | 14.10.2025
Reagensi, izuzev za transfuziju | 404-1-110/24-44 | 132 | Kontrolni materijal, proizvođač BioRad | 57 | 403x MATERNAL SERUM II | RGN212695 | pakovanje | 3x2,5ml | Bio-Rad Laboratories | Liquichek Maternal Serum II Control MiniPak | 13225 | 20% | Maymedica d.o.o. | 105-16/24 | 14.10.2024 | 14.10.2025
Reagensi, izuzev za transfuziju | 404-1-110/24-44 | 132 | Kontrolni materijal, proizvođač BioRad | 58 | IMMUNOLOGY PLUS BILEVEL 12X1ML | RGN212696 | pakovanje | 12x1ml | Bio-Rad Laboratories | Lypocheck Immunology Plus Control Bilevel | 66125 | 20% | Maymedica d.o.o. | 105-16/24 | 14.10.2024 | 14.10.2025
Reagensi, izuzev za transfuziju | 404-1-110/24-44 | 132 | Kontrolni materijal, proizvođač BioRad | 59 | Urinalysis Control Bilevel 12x12 mL | RGN212697 | pakovanje | 12x12ml | Bio-Rad Laboratories | Liquichek Urinalysis Control Bilevel | 39675 | 20% | Maymedica d.o.o. | 105-16/24 | 14.10.2024 | 14.10.2025
Reagensi, izuzev za transfuziju | 404-1-110/24-44 | 132 | Kontrolni materijal, proizvođač BioRad | 60 | Urinalysis Control Bilevel Minipakovanje 2x12 mL | RGN212698 | pakovanje | 2x12ml | Bio-Rad Laboratories | Liquichek Urinalysis Control MiniPak | 7273.75 | 20% | Maymedica d.o.o. | 105-16/24 | 14.10.2024 | 14.10.2025
Reagensi, izuzev za transfuziju | 404-1-110/24-44 | 132 | Kontrolni materijal, proizvođač BioRad | 61 | LIQUICHEK Urinalysis Control LVL 1 12x12 mL | RGN212699 | pakovanje | 12x12ml | Bio-Rad Laboratories | Liquichek Urinalysis Control Level 1 | 31740 | 20% | Maymedica d.o.o. | 105-16/24 | 14.10.2024 | 14.10.2025
Reagensi, izuzev za transfuziju | 404-1-110/24-44 | 132 | Kontrolni materijal, proizvođač BioRad | 62 | LIQUICHEK Urinalysis Control LVL 2 12x12 mL | RGN212700 | pakovanje | 12x12ml | Bio-Rad Laboratories | Liquichek Urinalysis Control Level 2 | 31740 | 20% | Maymedica d.o.o. | 105-16/24 | 14.10.2024 | 14.10.2025
Reagensi, izuzev za transfuziju | 404-1-110/24-44 | 132 | Kontrolni materijal, proizvođač BioRad | 63 | LiquidChek Urine Toxicology Control lvl4 10x20ml | RGN212701 | pakovanje | 10x20ml | Bio-Rad Laboratories | Liquichek Urine Toxicology Control, Level C4 | 119025 | 20% | Maymedica d.o.o. | 105-16/24 | 14.10.2024 | 14.10.2025
Reagensi, izuzev za transfuziju | 404-1-110/24-44 | 132 | Kontrolni materijal, proizvođač BioRad | 64 | TDM LYPOCHECK II 12X5ML | RGN212702 | pakovanje | 12x5ml | Bio-Rad Laboratories | Lyphochek Therapeutic Drug Monitoring Control (TDM) Level 2 | 72737.5 | 20% | Maymedica d.o.o. | 105-16/24 | 14.10.2024 | 14.10.2025
Reagensi, izuzev za transfuziju | 404-1-110/24-44 | 132 | Kontrolni materijal, proizvođač BioRad | 65 | TDM LYPOCHEK III 12X5ML | RGN212703 | pakovanje | 12x5ml | Bio-Rad Laboratories | Lyphochek Therapeutic Drug Monitoring Control (TDM) Level 3 | 72737.5 | 20% | Maymedica d.o.o. | 105-16/24 | 14.10.2024 | 14.10.2025
Reagensi, izuzev za transfuziju | 404-1-110/24-44 | 132 | Kontrolni materijal, proizvođač BioRad | 66 | FERTILITY TRI LEVEL 12X5ML | RGN212704 | pakovanje | 12x5ml | Bio-Rad Laboratories | Liquichek Maternal Serum 1st Trimester Control | 67183 | 20% | Maymedica d.o.o. | 105-16/24 | 14.10.2024 | 14.10.2025
Reagensi, izuzev za transfuziju | 404-1-110/24-44 | 132 | Kontrolni materijal, proizvođač BioRad | 67 | FERTILITY TRI LEVEL 3X5ML | RGN212705 | pakovanje | 3x5ml | Bio-Rad Laboratories | Liquichek Maternal Serum 1st Trimester Control MiniPak | 26450 | 20% | Maymedica d.o.o. | 105-16/24 | 14.10.2024 | 14.10.2025
Reagensi, izuzev za transfuziju | 404-1-110/24-44 | 132 | Kontrolni materijal, proizvođač BioRad | 68 | LYPHOCHEK WHOLE BLOOD METALS CONTROL 1 6x2ml | RGN212706 | pakovanje | 6x2ml | Bio-Rad Laboratories | Lyphochek Whole Blood Metals Control Level 1 | 72737.5 | 20% | Maymedica d.o.o. | 105-16/24 | 14.10.2024 | 14.10.2025
Reagensi, izuzev za transfuziju | 404-1-110/24-44 | 132 | Kontrolni materijal, proizvođač BioRad | 69 | WHOLE BLOOD METALS II 6 X 2ML | RGN212707 | pakovanje | 6x2ml | Bio-Rad Laboratories | Lyphochek Whole Blood Metals Control Level 2 | 72737.5 | 20% | Maymedica d.o.o. | 105-16/24 | 14.10.2024 | 14.10.2025
Reagensi, izuzev za transfuziju | 404-1-110/24-44 | 132 | Kontrolni materijal, proizvođač BioRad | 70 | LIQUID ETHANOL/AMMONIA I 6X3ML | RGN212708 | pakovanje | 6x3ml | Bio-Rad Laboratories | Liquichek Ethanol/ Ammonia Control Level 1 | 23805 | 20% | Maymedica d.o.o. | 105-16/24 | 14.10.2024 | 14.10.2025
Reagensi, izuzev za transfuziju | 404-1-110/24-44 | 132 | Kontrolni materijal, proizvođač BioRad | 71 | ETHANOL/AMMONIA LIQUID II 6X3ML | RGN212709 | pakovanje | 6x3ml | Bio-Rad Laboratories | Liquichek Ethanol/ Ammonia Control Level 2 | 23805 | 20% | Maymedica d.o.o. | 105-16/24 | 14.10.2024 | 14.10.2025
Reagensi, izuzev za transfuziju | 404-1-110/24-44 | 132 | Kontrolni materijal, proizvođač BioRad | 72 | 545X LIQUIC.ETHANOL/AMMONIA ECHANT | RGN212710 | pakovanje | 6x3ml | Bio-Rad Laboratories | Liquichek Ethanol/ Ammonia Control MiniPak | 19837.5 | 20% | Maymedica d.o.o. | 105-16/24 | 14.10.2024 | 14.10.2025
Reagensi, izuzev za transfuziju | 404-1-110/24-44 | 132 | Kontrolni materijal, proizvođač BioRad | 73 | LIQUID ETHANOL/AMMONIA III 6 X 3 ML | RGN212711 | pakovanje | 6x3ml | Bio-Rad Laboratories | Liquichek Ethanol/ Ammonia Control Level 3 | 23805 | 20% | Maymedica d.o.o. | 105-16/24 | 14.10.2024 | 14.10.2025
Reagensi, izuzev za transfuziju | 404-1-110/24-44 | 132 | Kontrolni materijal, proizvođač BioRad | 74 | LIQUICHEK TUMOR MARKER CONTROL LVL 1 6x2 ml | RGN212712 | pakovanje | 6x2ml | Bio-Rad Laboratories | Liquichek Tumor Marker Control Level 1 | 56735.25 | 20% | Maymedica d.o.o. | 105-16/24 | 14.10.2024 | 14.10.2025
Reagensi, izuzev za transfuziju | 404-1-110/24-44 | 132 | Kontrolni materijal, proizvođač BioRad | 75 | LIQUICHEK TUMOR MARKER CONTROL LVL 2 6x2 ml | RGN212713 | pakovanje | 6x2ml | Bio-Rad Laboratories | Liquichek Tumor Marker Control Level 2 | 56735.25 | 20% | Maymedica d.o.o. | 105-16/24 | 14.10.2024 | 14.10.2025
Reagensi, izuzev za transfuziju | 404-1-110/24-44 | 132 | Kontrolni materijal, proizvođač BioRad | 76 | LIQUICHEK TUMOR MARKER CTRL TRILEVEL MINIpakovanje 3x2ml | RGN212714 | pakovanje | 3x2ml | Bio-Rad Laboratories | Liquichek Tumor Marker Control MiniPak | 39675 | 20% | Maymedica d.o.o. | 105-16/24 | 14.10.2024 | 14.10.2025
Reagensi, izuzev za transfuziju | 404-1-110/24-44 | 132 | Kontrolni materijal, proizvođač BioRad | 77 | LIQUICHEK TUMOR MARKER CONTROL LVL 3 6x2ml | RGN212715 | pakovanje | 6x2ml | Bio-Rad Laboratories | Liquichek Tumor Marker Control Level 3 | 52900 | 20% | Maymedica d.o.o. | 105-16/24 | 14.10.2024 | 14.10.2025
Reagensi, izuzev za transfuziju | 404-1-110/24-44 | 132 | Kontrolni materijal, proizvođač BioRad | 78 | IMMUNOLOGY LIQUID I 6X1ml | RGN212716 | pakovanje | 6x1ml | Bio-Rad Laboratories | Liquichek Immunology Control Level 1 | 26450 | 20% | Maymedica d.o.o. | 105-16/24 | 14.10.2024 | 14.10.2025
Reagensi, izuzev za transfuziju | 404-1-110/24-44 | 132 | Kontrolni materijal, proizvođač BioRad | 79 | IMMUNOLOGY LIQUID II 6X1ML | RGN212717 | pakovanje | 6x1ml | Bio-Rad Laboratories | Liquichek Immunology Control Level 2 | 26450 | 20% | Maymedica d.o.o. | 105-16/24 | 14.10.2024 | 14.10.2025
Reagensi, izuzev za transfuziju | 404-1-110/24-44 | 132 | Kontrolni materijal, proizvođač BioRad | 80 | IMMUNOLOGY LIQUID III 6X1ML | RGN212718 | pakovanje | 6x1ml | Bio-Rad Laboratories | Liquichek Immunology Control Level 3 | 26450 | 20% | Maymedica d.o.o. | 105-16/24 | 14.10.2024 | 14.10.2025
Reagensi, izuzev za transfuziju | 404-1-110/24-44 | 132 | Kontrolni materijal, proizvođač BioRad | 81 | LIQUICHEK IMMUNOLOGY CONTROL LVL1 6X3ML | RGN212719 | pakovanje | 6x3ml | Bio-Rad Laboratories | Liquichek Immunology Control Level 1 | 58190 | 20% | Maymedica d.o.o. | 105-16/24 | 14.10.2024 | 14.10.2025
Reagensi, izuzev za transfuziju | 404-1-110/24-44 | 132 | Kontrolni materijal, proizvođač BioRad | 82 | LIQUICHEK IMMUNOLOGY CONTROL LVL 2 6X3ML | RGN212720 | pakovanje | 6x3ml | Bio-Rad Laboratories | Liquichek Immunology Control Level 2 | 58190 | 20% | Maymedica d.o.o. | 105-16/24 | 14.10.2024 | 14.10.2025
Reagensi, izuzev za transfuziju | 404-1-110/24-44 | 132 | Kontrolni materijal, proizvođač BioRad | 83 | LIQUICHEK IMMUNOLOGY CONTROL LVL3 6X3ML | RGN212721 | pakovanje | 6x3ml | Bio-Rad Laboratories | Liquichek Immunology Control Level 3 | 58190 | 20% | Maymedica d.o.o. | 105-16/24 | 14.10.2024 | 14.10.2025
Reagensi, izuzev za transfuziju | 404-1-110/24-44 | 132 | Kontrolni materijal, proizvođač BioRad | 84 | HEMOSTASIS 1 LYPHOCHECK CONTROL 12X1ML | RGN212722 | pakovanje | 12x1ml | Bio-Rad Laboratories | Lyphochek Hemostasis Control Level 1 | 59777 | 20% | Maymedica d.o.o. | 105-16/24 | 14.10.2024 | 14.10.2025
Reagensi, izuzev za transfuziju | 404-1-110/24-44 | 132 | Kontrolni materijal, proizvođač BioRad | 85 | HEMOSTASIS 3 LYPHOCHEK CONTROL 12X1ML | RGN212723 | pakovanje | 12x1ml | Bio-Rad Laboratories | Lyphochek Hemostasis Control Level 3 | 73663.25 | 20% | Maymedica d.o.o. | 105-16/24 | 14.10.2024 | 14.10.2025
Reagensi, izuzev za transfuziju | 404-1-110/24-44 | 132 | Kontrolni materijal, proizvođač BioRad | 86 | LIQUICHEK MATERNAL SERUM 1ST TRI 1ML MP | RGN212724 | pakovanje | 3x1ml | Bio-Rad Laboratories | Liquichek Maternal Serum 1st Trimester Control MiniPak | 31740 | 20% | Maymedica d.o.o. | 105-16/24 | 14.10.2024 | 14.10.2025
Reagensi, izuzev za transfuziju | 404-1-110/24-44 | 132 | Kontrolni materijal, proizvođač BioRad | 87 | LIQUICHEK LIPIDS CONTROL LVL2 BILEVEL MINIpakovanje 2X3ML | RGN212725 | pakovanje | 2x3ml | Bio-Rad Laboratories | Liquichek Lipids Control MiniPak | 6612.5 | 20% | Maymedica d.o.o. | 105-16/24 | 14.10.2024 | 14.10.2025
Reagensi, izuzev za transfuziju | 404-1-110/24-44 | 132 | Kontrolni materijal, proizvođač BioRad | 88 | LIQUICHEK LIPIDS CONTROL LEVEL1 6X3ML | RGN212726 | pakovanje | 6x3ml | Bio-Rad Laboratories | Liquichek Lipids Control Level 1 | 19837.5 | 20% | Maymedica d.o.o. | 105-16/24 | 14.10.2024 | 14.10.2025
Reagensi, izuzev za transfuziju | 404-1-110/24-44 | 132 | Kontrolni materijal, proizvođač BioRad | 89 | LIQUICHEK LIPIDS CONTROL LEVEL 2 6X3ML | RGN212727 | pakovanje | 6x3ml | Bio-Rad Laboratories | Liquichek Lipids Control Level 2 | 26450 | 20% | Maymedica d.o.o. | 105-16/24 | 14.10.2024 | 14.10.2025
Reagensi, izuzev za transfuziju | 404-1-110/24-44 | 132 | Kontrolni materijal, proizvođač BioRad | 90 | LIQUID ASSAY MULTIQUAL LEVEL1 12X3ML | RGN212728 | pakovanje | 12x3ml | Bio-Rad Laboratories | Liquid Assayed Multiqual Level 1 | 15870 | 20% | Maymedica d.o.o. | 105-16/24 | 14.10.2024 | 14.10.2025
Reagensi, izuzev za transfuziju | 404-1-110/24-44 | 132 | Kontrolni materijal, proizvođač BioRad | 91 | LIQUID ASSAY MULTIQUAL LEVEL2 12X3ML | RGN212729 | pakovanje | 12x3ml | Bio-Rad Laboratories | Liquid Assayed Multiqual Level 2 | 15870 | 20% | Maymedica d.o.o. | 105-16/24 | 14.10.2024 | 14.10.2025
Reagensi, izuzev za transfuziju | 404-1-110/24-44 | 132 | Kontrolni materijal, proizvođač BioRad | 92 | LIQUID ASSAY MULTIQUAL LVL3 12X3ML | RGN212730 | pakovanje | 12x3ml | Bio-Rad Laboratories | Liquid Assayed Multiqual Level 3 | 15870 | 20% | Maymedica d.o.o. | 105-16/24 | 14.10.2024 | 14.10.2025
Reagensi, izuzev za transfuziju | 404-1-110/24-44 | 132 | Kontrolni materijal, proizvođač BioRad | 93 | TDM TRIVEL 12X5 ML | RGN212731 | pakovanje | 12x5ml | Bio-Rad Laboratories | Liquichek Therapeutic Drug Monitoring Control (TDM) Trilevel | 60306 | 20% | Maymedica d.o.o. | 105-16/24 | 14.10.2024 | 14.10.2025
Reagensi, izuzev za transfuziju | 404-1-110/24-44 | 132 | Kontrolni materijal, proizvođač BioRad | 94 | LIQ TDM MINIPACK | RGN212732 | pakovanje | 3x5ml | Bio-Rad Laboratories | Liquichek Therapeutic Drug Monitoring Control (TDM) MiniPak | 22482.5 | 20% | Maymedica d.o.o. | 105-16/24 | 14.10.2024 | 14.10.2025
Reagensi, izuzev za transfuziju | 404-1-110/24-44 | 132 | Kontrolni materijal, proizvođač BioRad | 95 | DIABETES CONTROL BI-LEVEL | RGN212733 | pakovanje | 6x0,5ml | Bio-Rad Laboratories | Lyphochek Diabetes Control Bilevel | 44850 | 20% | Maymedica d.o.o. | 105-16/24 | 14.10.2024 | 14.10.2025
Reagensi, izuzev za transfuziju | 404-1-110/24-44 | 132 | Kontrolni materijal, proizvođač BioRad | 96 | LYPOCHECK DIABETES CONTROL | RGN212734 | pakovanje | 2x0,5ml | Bio-Rad Laboratories | Lyphochek Diabetes Control MiniPak | 27715 | 20% | Maymedica d.o.o. | 105-16/24 | 14.10.2024 | 14.10.2025
Reagensi, izuzev za transfuziju | 404-1-110/24-44 | 132 | Kontrolni materijal, proizvođač BioRad | 97 | LYPHOCHEK COAGULATION CONTROL LEVEL1 12X1ML | RGN212735 | pakovanje | 12x1ml | Bio-Rad Laboratories | Lyphochek Coagulation Control Level 1 | 27772.5 | 20% | Maymedica d.o.o. | 105-16/24 | 14.10.2024 | 14.10.2025
Reagensi, izuzev za transfuziju | 404-1-110/24-44 | 132 | Kontrolni materijal, proizvođač BioRad | 98 | LYPHOCHEK COAGULATION CONTROL LEVEL 2 12X1ML | RGN212736 | pakovanje | 12x1ml | Bio-Rad Laboratories | Lyphochek Coagulation Control Level 2 | 27772.5 | 20% | Maymedica d.o.o. | 105-16/24 | 14.10.2024 | 14.10.2025
Reagensi, izuzev za transfuziju | 404-1-110/24-44 | 132 | Kontrolni materijal, proizvođač BioRad | 99 | LYPHOCHEK COAGULATION CONTROL TRILEVEL MINIpakovanje 3x1ml | RGN212737 | pakovanje | 3x1ml | Bio-Rad Laboratories | Lyphochek Coagulation Control MiniPak | 9257.5 | 20% | Maymedica d.o.o. | 105-16/24 | 14.10.2024 | 14.10.2025
Reagensi, izuzev za transfuziju | 404-1-110/24-44 | 132 | Kontrolni materijal, proizvođač BioRad | 100 | LYPHOCHEK COAGULATION CONTROL LEVEL 3 12X1ML | RGN212738 | pakovanje | 12x1ml | Bio-Rad Laboratories | Lyphochek Coagulation Control Level 3 | 27772.5 | 20% | Maymedica d.o.o. | 105-16/24 | 14.10.2024 | 14.10.2025
Reagensi, izuzev za transfuziju | 404-1-110/24-44 | 132 | Kontrolni materijal, proizvođač BioRad | 101 | LIQUICHEK SPINAL FLUID 6X3ML | RGN212739 | pakovanje | 6x3ml | Bio-Rad Laboratories | Liquichek Spinal Fluid Control Level 1 | 36236.5 | 20% | Maymedica d.o.o. | 105-16/24 | 14.10.2024 | 14.10.2025
Reagensi, izuzev za transfuziju | 404-1-110/24-44 | 132 | Kontrolni materijal, proizvođač BioRad | 102 | SPINAL FLUID LIQUICHEK II 6X3M | RGN212740 | pakovanje | 6x3ml | Bio-Rad Laboratories | Liquichek Spinal Fluid Control Level 2 | 35707.5 | 20% | Maymedica d.o.o. | 105-16/24 | 14.10.2024 | 14.10.2025
Reagensi, izuzev za transfuziju | 404-1-110/24-44 | 132 | Kontrolni materijal, proizvođač BioRad | 103 | HEMATOLOGY C TRI 12X5ML | RGN212741 | pakovanje | 12x5ml | Bio-Rad Laboratories | Liquichek Hematology Control (C) Trilevel | 86623.75 | 20% | Maymedica d.o.o. | 105-16/24 | 14.10.2024 | 14.10.2025
Reagensi, izuzev za transfuziju | 404-1-110/24-44 | 132 | Kontrolni materijal, proizvođač BioRad | 104 | EQAS IMMU. PROG 3 12X1ML | RGN212742 | pakovanje | 12x1ml | Bio-Rad Laboratories | EQAS Serum Proteins Program | 112412.5 | 20% | Maymedica d.o.o. | 105-16/24 | 14.10.2024 | 14.10.2025
Reagensi, izuzev za transfuziju | 404-1-110/24-44 | 132 | Kontrolni materijal, proizvođač BioRad | 105 | EQAS BLOOD GAS PROGRAM | RGN212743 | pakovanje | 12x2,5ml | Bio-Rad Laboratories | EQAS Blood Gas Program | 60835 | 20% | Maymedica d.o.o. | 105-16/24 | 14.10.2024 | 14.10.2025
Reagensi, izuzev za transfuziju | 404-1-110/24-44 | 132 | Kontrolni materijal, proizvođač BioRad | 106 | EQAS Coagulation Program 8 analytes | RGN212744 | pakovanje | 12x1ml | Bio-Rad Laboratories | EQAS Coagulation Program | 72737.5 | 20% | Maymedica d.o.o. | 105-16/24 | 14.10.2024 | 14.10.2025
Reagensi, izuzev za transfuziju | 404-1-110/24-44 | 132 | Kontrolni materijal, proizvođač BioRad | 107 | EQAS CARDIAC MKRS PROG | RGN212745 | pakovanje | 12x1,5ml | Bio-Rad Laboratories | EQAS Cardiac Markers Program | 99187.5 | 20% | Maymedica d.o.o. | 105-16/24 | 14.10.2024 | 14.10.2025
Reagensi, izuzev za transfuziju | 404-1-110/24-44 | 132 | Kontrolni materijal, proizvođač BioRad | 108 | EQAS URINE CHEMPROG 12X10ml 24A | RGN212746 | pakovanje | 12x10ml | Bio-Rad Laboratories | EQAS Urine Chemistry Program | 131192 | 20% | Maymedica d.o.o. | 105-16/24 | 14.10.2024 | 14.10.2025
Reagensi, izuzev za transfuziju | 404-1-110/24-44 | 132 | Kontrolni materijal, proizvođač BioRad | 109 | EQAS CHEM MONTHLY 12X5ML | RGN212747 | pakovanje | 12x5ml | Bio-Rad Laboratories | EQAS Clinical Chemistry Monthly Program | 145475 | 20% | Maymedica d.o.o. | 105-16/24 | 14.10.2024 | 14.10.2025
Reagensi, izuzev za transfuziju | 404-1-110/24-44 | 132 | Kontrolni materijal, proizvođač BioRad | 110 | EQAS IMMUNOASSAY 36ANALISYS | RGN212748 | pakovanje | 12x5ml | Bio-Rad Laboratories | EQAS Immunoassay Monthly Program | 158700 | 20% | Maymedica d.o.o. | 105-16/24 | 14.10.2024 | 14.10.2025
Reagensi, izuzev za transfuziju | 404-1-110/24-44 | 132 | Kontrolni materijal, proizvođač BioRad | 111 | EQAS HEMOGLOBIN MONTHLY 12X0,5 | RGN212749 | pakovanje | 12x0,5ml | Bio-Rad Laboratories | EQAS Hemoglobin Program | 108445 | 20% | Maymedica d.o.o. | 105-16/24 | 14.10.2024 | 14.10.2025
Reagensi, izuzev za transfuziju | 404-1-110/24-44 | 132 | Kontrolni materijal, proizvođač BioRad | 112 | EQAS HEMAT PROG | RGN212750 | pakovanje | 4x3x2ml | Bio-Rad Laboratories | EQAS Hematology Program | 165312.5 | 20% | Maymedica d.o.o. | 105-16/24 | 14.10.2024 | 14.10.2025
Reagensi, izuzev za transfuziju | 404-1-110/24-44 | 132 | Kontrolni materijal, proizvođač BioRad | 113 | LYPHOCHEK NIVO 1 12X5ML | RGN212751 | pakovanje | 12x5ml | Bio-Rad Laboratories | Lyphochek Assayed Chemistry Control Level 1 | 22482.5 | 20% | Maymedica d.o.o. | 105-16/24 | 14.10.2024 | 14.10.2025
Reagensi, izuzev za transfuziju | 404-1-110/24-44 | 132 | Kontrolni materijal, proizvođač BioRad | 114 | LYPHOCHEK NIVO 2 12X5ML | RGN212752 | pakovanje | 12x5ml | Bio-Rad Laboratories | Lyphochek Assayed Chemistry Control Level 2 | 22482.5 | 20% | Maymedica d.o.o. | 105-16/24 | 14.10.2024 | 14.10.2025
Reagensi, izuzev za transfuziju | 404-1-110/24-44 | 132 | Kontrolni materijal, proizvođač BioRad | 115 | EQAS CHEM MONTHLY 12X5ML 20 parametara | RGN212753 | pakovanje | 12x5ml | Bio-Rad Laboratories | EQAS Clinical Chemistry Monthly Program | 99848.75 | 20% | Maymedica d.o.o. | 105-16/24 | 14.10.2024 | 14.10.2025
Reagensi, izuzev za transfuziju | 404-1-110/24-44 | 132 | Kontrolni materijal, proizvođač BioRad | 116 | LIQUICHEK IMMUNOASSAY PLUS CONTROL 12X5ML TRILEVEL | RGN212754 | pakovanje | 12x5ml | Bio-Rad Laboratories | Liquichek Immunoassay Plus Control Trilevel | 46287.5 | 20% | Maymedica d.o.o. | 105-16/24 | 14.10.2024 | 14.10.2025
Reagensi, izuzev za transfuziju | 404-1-110/24-44 | 132 | Kontrolni materijal, proizvođač BioRad | 117 | HEMATOLOGY C TRI 6X5ML | RGN212755 | pakovanje | 6x5ml | Bio-Rad Laboratories | Liquichek Hematology Control (C) Trilevel MiniPak | 46287.5 | 20% | Maymedica d.o.o. | 105-16/24 | 14.10.2024 | 14.10.2025
Reagensi, izuzev za transfuziju | 404-1-110/24-44 | 132 | Kontrolni materijal, proizvođač BioRad | 118 | LIQUICHEK IMMUNOLOGY CONTROL TRILEVEL MINIpakovanje 3X1ML | RGN212756 | pakovanje | 3x1ml | Bio-Rad Laboratories | Liquid Immunology Control MiniPak | 18250.5 | 20% | Maymedica d.o.o. | 105-16/24 | 14.10.2024 | 14.10.2025
Reagensi, izuzev za transfuziju | 404-1-110/24-44 | 132 | Kontrolni materijal, proizvođač BioRad | 119 | Lyphochek Specialty Immunoassay Control Level 1 | RGN212757 | pakovanje | 6x2 ml | Bio-Rad Laboratories | Lyphochek Specialty Immunoassay Control Level 1 | 60835 | 20% | Maymedica d.o.o. | 105-16/24 | 14.10.2024 | 14.10.2025
Reagensi, izuzev za transfuziju | 404-1-110/24-44 | 132 | Kontrolni materijal, proizvođač BioRad | 120 | Lyphochek Specialty Immunoassay Control Level 2 | RGN212758 | pakovanje | 6x2 ml | Bio-Rad Laboratories | Lyphochek Specialty Immunoassay Control Level 2 | 51577.5 | 20% | Maymedica d.o.o. | 105-16/24 | 14.10.2024 | 14.10.2025
Reagensi, izuzev za transfuziju | 404-1-110/24-44 | 132 | Kontrolni materijal, proizvođač BioRad | 121 | Lyphochek Specialty Immunoassay Control Level 3 | RGN212759 | pakovanje | 6x2 ml | Bio-Rad Laboratories | Lyphochek Specialty Immunoassay Control Level 3 | 51577.5 | 20% | Maymedica d.o.o. | 105-16/24 | 14.10.2024 | 14.10.2025
Reagensi, izuzev za transfuziju | 404-1-110/24-44 | 132 | Kontrolni materijal, proizvođač BioRad | 122 | Lyphochek Specialty Immunoassay Control MiniPak | RGN212760 | pakovanje | 3x2ml | Bio-Rad Laboratories | Lyphochek Specialty Immunoassay Control MiniPak | 23805 | 20% | Maymedica d.o.o. | 105-16/24 | 14.10.2024 | 14.10.2025
Reagensi, izuzev za transfuziju | 404-1-110/24-44 | 132 | Kontrolni materijal, proizvođač BioRad | 123 | Liquid Assayed Multiqual MiniPak | RGN212761 | pakovanje | 3x3 mL | Bio-Rad Laboratories | Liquid Assayed Multiqual MiniPak | 12118.33 | 20% | Maymedica d.o.o. | 105-16/24 | 14.10.2024 | 14.10.2025
Reagensi, izuzev za transfuziju | 404-1-110/24-44 | 132 | Kontrolni materijal, proizvođač BioRad | 124 | Lyphochek Hemostasis Control Level 2 | RGN212762 | pakovanje | 12x1 mL | Bio-Rad Laboratories | Lyphochek Hemostasis Control Level 2 | 77267.86 | 20% | Maymedica d.o.o. | 105-16/24 | 14.10.2024 | 14.10.2025
Reagensi, izuzev za transfuziju | 404-1-110/24-44 | 132 | Kontrolni materijal, proizvođač BioRad | 125 | EQAS Ethanol/Ammonia | RGN212763 | pakovanje | 12x3 mL | Bio-Rad Laboratories | EQAS Ethanol/Ammonia | 48774.86 | 20% | Maymedica d.o.o. | 105-16/24 | 14.10.2024 | 14.10.2025
Reagensi, izuzev za transfuziju | 404-1-110/24-44 | 132 | Kontrolni materijal, proizvođač BioRad | 126 | EQAS TDM | RGN212764 | pakovanje | 12x5 mL | Bio-Rad Laboratories | EQAS TDM | 147632.26 | 20% | Maymedica d.o.o. | 105-16/24 | 14.10.2024 | 14.10.2025
Reagensi, izuzev za transfuziju | 404-1-110/24-44 | 132 | Kontrolni materijal, proizvođač BioRad | 127 | EQAS ToRCH/EBV/MuMZ program | RGN212765 | pakovanje | 12x2 mL | Bio-Rad Laboratories | EQAS ToRCH/EBV/MuMZ program | 165032.13 | 20% | Maymedica d.o.o. | 105-16/24 | 14.10.2024 | 14.10.2025
Reagensi, izuzev za transfuziju | 404-1-110/24-44 | 132 | Kontrolni materijal, proizvođač BioRad | 128 | Liquichek Hematology Control (S) MiniPak | RGN212766 | pakovanje | 3x3,5 mL | Bio-Rad Laboratories | Liquichek Hematology Control (S) MiniPak | 16431.8 | 20% | Maymedica d.o.o. | 105-16/24 | 14.10.2024 | 14.10.2025
Reagensi, izuzev za transfuziju | 404-1-110/24-44 | 132 | Kontrolni materijal, proizvođač BioRad | 129 | Liquichek Hematology Control (X) MiniPak | RGN212767 | pakovanje | 3x4,5 mL | Bio-Rad Laboratories | Liquichek Hematology Control (X) MiniPak | 18739.3 | 20% | Maymedica d.o.o. | 105-16/24 | 14.10.2024 | 14.10.2025
Reagensi, izuzev za transfuziju | 404-1-110/24-44 | 132 | Kontrolni materijal, proizvođač BioRad | 130 | Liquichek Hematology-16 Control Trilevel MiniPak | RGN212768 | pakovanje | 3x3 mL | Bio-Rad Laboratories | Liquichek Hematology-16 Control Trilevel MiniPak | 19050.35 | 20% | Maymedica d.o.o. | 105-16/24 | 14.10.2024 | 14.10.2025
Reagensi, izuzev za transfuziju | 404-1-110/24-44 | 132 | Kontrolni materijal, proizvođač BioRad | 131 | Liquichek AMH Control | RGN212769 | pakovanje | 6x2 mL | Bio-Rad Laboratories | Liquichek AMH Control | 82752.53 | 20% | Maymedica d.o.o. | 105-16/24 | 14.10.2024 | 14.10.2025
Reagensi, izuzev za transfuziju | 404-1-110/24-44 | 132 | Kontrolni materijal, proizvođač BioRad | 132 | Liquid Assayed Multiqual Premium Level 1 | RGN212770 | pakovanje | 6x5 mL | Bio-Rad Laboratories | Liquid Assayed Multiqual Premium Level 1 | 71300 | 20% | Maymedica d.o.o. | 105-16/24 | 14.10.2024 | 14.10.2025
Reagensi, izuzev za transfuziju | 404-1-110/24-44 | 132 | Kontrolni materijal, proizvođač BioRad | 133 | Liquid Assayed Multiqual Premium Level 2 | RGN212771 | pakovanje | 6x5 mL | Bio-Rad Laboratories | Liquid Assayed Multiqual Premium Level 2 | 69000 | 20% | Maymedica d.o.o. | 105-16/24 | 14.10.2024 | 14.10.2025
Reagensi, izuzev za transfuziju | 404-1-110/24-44 | 132 | Kontrolni materijal, proizvođač BioRad | 134 | Liquid Assayed Multiqual Premium Level 3 | RGN212772 | pakovanje | 6x5 mL | Bio-Rad Laboratories | Liquid Assayed Multiqual Premium Level 3 | 31359.12 | 20% | Maymedica d.o.o. | 105-16/24 | 14.10.2024 | 14.10.2025
Reagensi, izuzev za transfuziju | 404-1-110/24-44 | 132 | Kontrolni materijal, proizvođač BioRad | 135 | Liquichek Immunoassay Premium Control Trilevel | RGN212773 | pakovanje | 6x5 mL | Bio-Rad Laboratories | Liquichek Immunoassay Premium Control Trilevel | 73557.45 | 20% | Maymedica d.o.o. | 105-16/24 | 14.10.2024 | 14.10.2025
Reagensi, izuzev za transfuziju | 404-1-110/24-44 | 132 | Kontrolni materijal, proizvođač BioRad | 136 | Liquichek Immunoassay Premium Control Level 1 | RGN212774 | pakovanje | 6x5 mL | Bio-Rad Laboratories | Liquichek Immunoassay Premium Control Level 1 | 102983.6 | 20% | Maymedica d.o.o. | 105-16/24 | 14.10.2024 | 14.10.2025
Reagensi, izuzev za transfuziju | 404-1-110/24-44 | 132 | Kontrolni materijal, proizvođač BioRad | 137 | Liquichek Immunoassay Premium Control Level 2 | RGN212775 | pakovanje | 6x5 mL | Bio-Rad Laboratories | Liquichek Immunoassay Premium Control Level 2 | 102983.6 | 20% | Maymedica d.o.o. | 105-16/24 | 14.10.2024 | 14.10.2025
Reagensi, izuzev za transfuziju | 404-1-110/24-44 | 132 | Kontrolni materijal, proizvođač BioRad | 138 | Liquichek Immunoassay Premium Control Level 3 | RGN212776 | pakovanje | 6x5 mL | Bio-Rad Laboratories | Liquichek Immunoassay Premium Control Level 3 | 102983.6 | 20% | Maymedica d.o.o. | 105-16/24 | 14.10.2024 | 14.10.2025
Reagensi, izuzev za transfuziju | 404-1-110/24-44 | 132 | Kontrolni materijal, proizvođač BioRad | 139 | Liquichek Immunoassay Premium Control MiniPak | RGN212777 | pakovanje | 3x5 mL | Bio-Rad Laboratories | Liquichek Immunoassay Premium Control MiniPak | 57370.05 | 20% | Maymedica d.o.o. | 105-16/24 | 14.10.2024 | 14.10.2025
Reagensi, izuzev za transfuziju | 404-1-110/24-44 | 132 | Kontrolni materijal, proizvođač BioRad | 140 | Liquichek Urine Toxicology Control, Level S1S | RGN212778 | pakovanje | 10x10 mL | Bio-Rad Laboratories | Liquichek Urine Toxicology Control, Level S1S | 75642.77 | 20% | Maymedica d.o.o. | 105-16/24 | 14.10.2024 | 14.10.2025
Reagensi, izuzev za transfuziju | 404-1-110/24-44 | 132 | Kontrolni materijal, proizvođač BioRad | 141 | Liquichek Urine Toxicology Control, Level S2S | RGN212779 | pakovanje | 10x10 mL | Bio-Rad Laboratories | Liquichek Urine Toxicology Control, Level S2S | 76176 | 20% | Maymedica d.o.o. | 105-16/24 | 14.10.2024 | 14.10.2025
Reagensi, izuzev za transfuziju | 404-1-110/24-44 | 132 | Kontrolni materijal, proizvođač BioRad | 142 | Liquichek Urine Toxicology Control, Level S1E Low Opiate | RGN212780 | pakovanje | 1x10 mL | Bio-Rad Laboratories | Liquichek Urine Toxicology Control, Level S1E Low Opiate | 53561.25 | 20% | Maymedica d.o.o. | 105-16/24 | 14.10.2024 | 14.10.2025
Reagensi, izuzev za transfuziju | 404-1-110/24-44 | 132 | Kontrolni materijal, proizvođač BioRad | 143 | Lyphocheck Haemoglobin A2 Control Bilevel | RGN232866 | pakovanje | 4x0.5ml | Bio-Rad Laboratories | Lyphocheck Haemoglobin A2 Control Bilevel | 52959.23 | 20% | Maymedica d.o.o. | 105-16/24 | 14.10.2024 | 14.10.2025
Reagensi, izuzev za transfuziju | 404-1-110/24-44 | 132 | Kontrolni materijal, proizvođač BioRad | 144 | Lyphocheck Haemoglobin A2 Control Bilevel MiniPack | RGN232867 | pakovanje | 2x0.5ml | Bio-Rad Laboratories | Lyphocheck Haemoglobin A2 Control Bilevel MiniPack | 33335.28 | 20% | Maymedica d.o.o. | 105-16/24 | 14.10.2024 | 14.10.2025
Reagensi, izuzev za transfuziju | 404-1-110/24-44 | 132 | Kontrolni materijal, proizvođač BioRad | 145 | Liquichek Diabet Control Level 1 | RGN232868 | pakovanje | 6x1 mL | Bio-Rad Laboratories | Liquichek Diabet Control Level 1 | 86422.5 | 20% | Maymedica d.o.o. | 105-16/24 | 14.10.2024 | 14.10.2025
Reagensi, izuzev za transfuziju | 404-1-110/24-44 | 132 | Kontrolni materijal, proizvođač BioRad | 146 | Liquichek Diabet Control Level 2 | RGN232869 | pakovanje | 6x1 mL | Bio-Rad Laboratories | Liquichek Diabet Control Level 2 | 86422.5 | 20% | Maymedica d.o.o. | 105-16/24 | 14.10.2024 | 14.10.2025
Reagensi, izuzev za transfuziju | 404-1-110/24-44 | 132 | Kontrolni materijal, proizvođač BioRad | 147 | Liquichek Diabet Control Level 3 | RGN232870 | pakovanje | 6x1 mL | Bio-Rad Laboratories | Liquichek Diabet Control Level 3 | 86422.5 | 20% | Maymedica d.o.o. | 105-16/24 | 14.10.2024 | 14.10.2025
Reagensi, izuzev za transfuziju | 404-1-110/24-44 | 132 | Kontrolni materijal, proizvođač BioRad | 148 | Liquichek Diabet Control Level MiniPak | RGN232871 | pakovanje | 3x1 mL | Bio-Rad Laboratories | Liquichek Diabet Control Level MiniPak | 69000 | 20% | Maymedica d.o.o. | 105-16/24 | 14.10.2024 | 14.10.2025
Reagensi, izuzev za transfuziju | 404-1-110/24-44 | 132 | Kontrolni materijal, proizvođač BioRad | 149 | Liquichek Urine Toxicology Control, Level S2E Low Opiate | RGN232872 | pakovanje | 10x10ml | Bio-Rad Laboratories | Liquichek Urine Toxicology Control, Level S2E Low Opiate | 50600 | 20% | Maymedica d.o.o. | 105-16/24 | 14.10.2024 | 14.10.2025
Reagensi, izuzev za transfuziju | 404-1-110/24-44 | 132 | Kontrolni materijal, proizvođač BioRad | 150 | Liquichek Urine Toxicology Control, Level S1E | RGN232873 | pakovanje | 10x10ml | Bio-Rad Laboratories | Liquichek Urine Toxicology Control, Level S1E | 46000 | 20% | Maymedica d.o.o. | 105-16/24 | 14.10.2024 | 14.10.2025
Reagensi, izuzev za transfuziju | 404-1-110/24-44 | 132 | Kontrolni materijal, proizvođač BioRad | 151 | Liquichek Urine Toxicology Control, Level S2E | RGN232874 | pakovanje | 10x10ml | Bio-Rad Laboratories | Liquichek Urine Toxicology Control, Level S2E | 46000 | 20% | Maymedica d.o.o. | 105-16/24 | 14.10.2024 | 14.10.2025
Reagensi, izuzev za transfuziju | 404-1-110/24-44 | 133 | Kontrolni materijal, proizvođač Randox | 1 | RIQAS THERAPEUTIC DRUGS PROGRAMME RQ9111 | RGN212781 | pakovanje | 6 MONTHS | Randox Laboratories Limited | RIQAS THERAPEUTIC DRUGS PROGRAMME | 62320 | 20% | Yunycom d.o.o. | 105-26/24 | 08.10.2024 | 08.10.2025
Reagensi, izuzev za transfuziju | 404-1-110/24-44 | 133 | Kontrolni materijal, proizvođač Randox | 2 | RIQAS GENERAL CLINICAL CHEMISTRY PROGRAMME BIWEEKLY 10 parametara RQ9112a | RGN212782 | pakovanje | 6 MONTHS | Randox Laboratories Limited | RIQAS GENERAL CLINICAL CHEMISTRY PROGRAMME BIWEEKLY | 56870 | 20% | Yunycom d.o.o. | 105-26/24 | 08.10.2024 | 08.10.2025
Reagensi, izuzev za transfuziju | 404-1-110/24-44 | 133 | Kontrolni materijal, proizvođač Randox | 3 | RIQAS GENERAL CLINICAL CHEMISTRY PROGRAMME BIWEEKLY RQ9112b 17 parametara | RGN212783 | pakovanje | 6 MONTHS | Randox Laboratories Limited | RIQAS GENERAL CLINICAL CHEMISTRY PROGRAMME BIWEEKLY | 56870 | 20% | Yunycom d.o.o. | 105-26/24 | 08.10.2024 | 08.10.2025
Reagensi, izuzev za transfuziju | 404-1-110/24-44 | 133 | Kontrolni materijal, proizvođač Randox | 4 | RIQAS GENERAL CLINICAL CHEMISTRY PROGRAMME BIWEEKLY RQ9112c 52 parametra | RGN212784 | pakovanje | 6 MONTHS | Randox Laboratories Limited | RIQAS GENERAL CLINICAL CHEMISTRY PROGRAMME BIWEEKLY | 56870 | 20% | Yunycom d.o.o. | 105-26/24 | 08.10.2024 | 08.10.2025
Reagensi, izuzev za transfuziju | 404-1-110/24-44 | 133 | Kontrolni materijal, proizvođač Randox | 5 | RIQAS SPECIFIC PROTEINS BIWEEKLY PROGRAMME RQ9114 | RGN212785 | pakovanje | 6 MONTHS | Randox Laboratories Limited | RIQAS SPECIFIC PROTEINS BIWEEKLY PROGRAMME | 60500 | 20% | Yunycom d.o.o. | 105-26/24 | 08.10.2024 | 08.10.2025
Reagensi, izuzev za transfuziju | 404-1-110/24-44 | 133 | Kontrolni materijal, proizvođač Randox | 6 | RIQAS HUMAN URINE BIWEEKLY PROGRAMME RQ9115 | RGN212786 | pakovanje | 6 MONTHS | Randox Laboratories Limited | RIQAS HUMAN URINE BIWEEKLY PROGRAMME | 89300 | 20% | Yunycom d.o.o. | 105-26/24 | 08.10.2024 | 08.10.2025
Reagensi, izuzev za transfuziju | 404-1-110/24-44 | 133 | Kontrolni materijal, proizvođač Randox | 7 | RIQAS HUMAN URINE MONTHLY PROGRAMME RQ9185 | RGN212787 | pakovanje | 6 MONTHS | Randox Laboratories Limited | RIQAS HUMAN URINE MONTHLY PROGRAMME | 49800 | 20% | Yunycom d.o.o. | 105-26/24 | 08.10.2024 | 08.10.2025
Reagensi, izuzev za transfuziju | 404-1-110/24-44 | 133 | Kontrolni materijal, proizvođač Randox | 8 | RIQAS BIWEEKLY HAEMATOLOGY PROGRAMME RQ9118 | RGN212788 | pakovanje | 3 MONTHS | Randox Laboratories Limited | RIQAS BIWEEKLY HAEMATOLOGY PROGRAMME | 38850 | 20% | Yunycom d.o.o. | 105-26/24 | 08.10.2024 | 08.10.2025
Reagensi, izuzev za transfuziju | 404-1-110/24-44 | 133 | Kontrolni materijal, proizvođač Randox | 9 | RIQAS IMMUNOASSAY PROGRAMME RQ9125a | RGN212789 | pakovanje | 6 MONTHS | Randox Laboratories Limited | RIQAS IMMUNOASSAY PROGRAMME | 49610 | 20% | Yunycom d.o.o. | 105-26/24 | 08.10.2024 | 08.10.2025
Reagensi, izuzev za transfuziju | 404-1-110/24-44 | 133 | Kontrolni materijal, proizvođač Randox | 10 | RIQAS IMMUNOASSAY PROGRAMME RQ9125b | RGN212790 | pakovanje | 6 MONTHS | Randox Laboratories Limited | RIQAS IMMUNOASSAY PROGRAMME | 49610 | 20% | Yunycom d.o.o. | 105-26/24 | 08.10.2024 | 08.10.2025
Reagensi, izuzev za transfuziju | 404-1-110/24-44 | 133 | Kontrolni materijal, proizvođač Randox | 11 | RIQAS IMMUNOASSAY PROGRAMME RQ9125c | RGN212791 | pakovanje | 6 MONTHS | Randox Laboratories Limited | RIQAS IMMUNOASSAY PROGRAMME | 49610 | 20% | Yunycom d.o.o. | 105-26/24 | 08.10.2024 | 08.10.2025
Reagensi, izuzev za transfuziju | 404-1-110/24-44 | 133 | Kontrolni materijal, proizvođač Randox | 12 | RIQAS LIPID PROGRAMME RQ9126a 3 parametra | RGN212792 | pakovanje | 6 MONTHS | Randox Laboratories Limited | RIQAS LIPID PROGRAMME | 45980 | 20% | Yunycom d.o.o. | 105-26/24 | 08.10.2024 | 08.10.2025
Reagensi, izuzev za transfuziju | 404-1-110/24-44 | 133 | Kontrolni materijal, proizvođač Randox | 13 | RIQAS LIPID PROGRAMME RQ9126b 7 parametara | RGN212793 | pakovanje | 6 MONTHS | Randox Laboratories Limited | RIQAS LIPID PROGRAMME | 45980 | 20% | Yunycom d.o.o. | 105-26/24 | 08.10.2024 | 08.10.2025
Reagensi, izuzev za transfuziju | 404-1-110/24-44 | 133 | Kontrolni materijal, proizvođač Randox | 14 | RIQAS CARDIAC BIWEEKLY PROGRAMME RQ9127a 2 parametra | RGN212794 | pakovanje | 6 MONTHS | Randox Laboratories Limited | RIQAS CARDIAC BIWEEKLY PROGRAMME | 50820 | 20% | Yunycom d.o.o. | 105-26/24 | 08.10.2024 | 08.10.2025
Reagensi, izuzev za transfuziju | 404-1-110/24-44 | 133 | Kontrolni materijal, proizvođač Randox | 15 | RIQAS CARDIAC BIWEEKLY PROGRAMME RQ9127/b 7 parametara | RGN212795 | pakovanje | 6 MONTHS | Randox Laboratories Limited | RIQAS CARDIAC BIWEEKLY PROGRAMME | 50820 | 20% | Yunycom d.o.o. | 105-26/24 | 08.10.2024 | 08.10.2025
Reagensi, izuzev za transfuziju | 404-1-110/24-44 | 133 | Kontrolni materijal, proizvođač Randox | 16 | RIQAS CARDIAC MONTHLY PROGRAMME RQ9186 | RGN212796 | pakovanje | 6 MONTHS | Randox Laboratories Limited | RIQAS CARDIAC MONTHLY PROGRAMME | 37510 | 20% | Yunycom d.o.o. | 105-26/24 | 08.10.2024 | 08.10.2025
Reagensi, izuzev za transfuziju | 404-1-110/24-44 | 133 | Kontrolni materijal, proizvođač Randox | 17 | RIQAS General Clinical Chemistry Monthly Programme RQ9128 | RGN212797 | pakovanje | 6 MONTHS | Randox Laboratories Limited | RIQAS General Clinical Chemistry Monthly Programme | 54450 | 20% | Yunycom d.o.o. | 105-26/24 | 08.10.2024 | 08.10.2025
Reagensi, izuzev za transfuziju | 404-1-110/24-44 | 133 | Kontrolni materijal, proizvođač Randox | 18 | RIQAS GLYCATED HAEMOGLOBIN (HbA1c) PROGRAMME RQ9129 | RGN212798 | pakovanje | 6 MONTHS | Randox Laboratories Limited | RIQAS GLYCATED HAEMOGLOBIN (HbA1c) PROGRAMME | 26620 | 20% | Yunycom d.o.o. | 105-26/24 | 08.10.2024 | 08.10.2025
Reagensi, izuzev za transfuziju | 404-1-110/24-44 | 133 | Kontrolni materijal, proizvođač Randox | 19 | RIQAS IMMUNOASSAY PROGRAMME (MONTHLY) RQ9130 | RGN212799 | pakovanje | 6 MONTHS | Randox Laboratories Limited | RIQAS IMMUNOASSAY PROGRAMME (MONTHLY) | 59290 | 20% | Yunycom d.o.o. | 105-26/24 | 08.10.2024 | 08.10.2025
Reagensi, izuzev za transfuziju | 404-1-110/24-44 | 133 | Kontrolni materijal, proizvođač Randox | 20 | RIQAS BLOOD GAS PROGRAMME RQ9134 | RGN212800 | pakovanje | 6 MONTHS | Randox Laboratories Limited | RIQAS BLOOD GAS PROGRAMME | 29040 | 20% | Yunycom d.o.o. | 105-26/24 | 08.10.2024 | 08.10.2025
Reagensi, izuzev za transfuziju | 404-1-110/24-44 | 133 | Kontrolni materijal, proizvođač Randox | 21 | RIQAS BLOOD GAS PROGRAMME RQ9134A | RGN212801 | pakovanje | 6 MONTHS | Randox Laboratories Limited | RIQAS BLOOD GAS PROGRAMME | 29040 | 20% | Yunycom d.o.o. | 105-26/24 | 08.10.2024 | 08.10.2025
Reagensi, izuzev za transfuziju | 404-1-110/24-44 | 133 | Kontrolni materijal, proizvođač Randox | 22 | RIQAS COAGULATION PROGRAMME RQ9135a 5 parametara | RGN212802 | pakovanje | 6 MONTHS | Randox Laboratories Limited | RIQAS COAGULATION PROGRAMME | 35090 | 20% | Yunycom d.o.o. | 105-26/24 | 08.10.2024 | 08.10.2025
Reagensi, izuzev za transfuziju | 404-1-110/24-44 | 133 | Kontrolni materijal, proizvođač Randox | 23 | RIQAS COAGULATION PROGRAMME RQ9135b 17 parametara | RGN212803 | pakovanje | 6 MONTHS | Randox Laboratories Limited | RIQAS COAGULATION PROGRAMME | 35090 | 20% | Yunycom d.o.o. | 105-26/24 | 08.10.2024 | 08.10.2025
Reagensi, izuzev za transfuziju | 404-1-110/24-44 | 133 | Kontrolni materijal, proizvođač Randox | 24 | RIQAS CARDIAC PLUS PROGRAMME RQ9190 | RGN212804 | pakovanje | 6 MONTHS | Randox Laboratories Limited | RIQAS CARDIAC PLUS PROGRAMME | 60500 | 20% | Yunycom d.o.o. | 105-26/24 | 08.10.2024 | 08.10.2025
Reagensi, izuzev za transfuziju | 404-1-110/24-44 | 133 | Kontrolni materijal, proizvođač Randox | 25 | RIQAS MATERNAL SCREENING PROGRAMME RQ9137 | RGN212805 | pakovanje | 6 MONTHS | Randox Laboratories Limited | RIQAS MATERNAL SCREENING PROGRAMME | 42230 | 20% | Yunycom d.o.o. | 105-26/24 | 08.10.2024 | 08.10.2025
Reagensi, izuzev za transfuziju | 404-1-110/24-44 | 133 | Kontrolni materijal, proizvođač Randox | 26 | RIQAS URINALYSIS PROGRAMME RQ9138 | RGN212806 | pakovanje | 6 MONTHS | Randox Laboratories Limited | RIQAS URINALYSIS PROGRAMME | 43560 | 20% | Yunycom d.o.o. | 105-26/24 | 08.10.2024 | 08.10.2025
Reagensi, izuzev za transfuziju | 404-1-110/24-44 | 133 | Kontrolni materijal, proizvođač Randox | 27 | RIQAS URINE TOXICOLOGY PROGRAMME RQ9139 | RGN212807 | pakovanje | 6 MONTHS | Randox Laboratories Limited | RIQAS URINE TOXICOLOGY PROGRAMME | 47190 | 20% | Yunycom d.o.o. | 105-26/24 | 08.10.2024 | 08.10.2025
Reagensi, izuzev za transfuziju | 404-1-110/24-44 | 133 | Kontrolni materijal, proizvođač Randox | 28 | RIQAS Monthly Haematology Programme RQ9140 | RGN212808 | pakovanje | 3 MONTHS | Randox Laboratories Limited | RIQAS Monthly Haematology Programme | 28050 | 20% | Yunycom d.o.o. | 105-26/24 | 08.10.2024 | 08.10.2025
Reagensi, izuzev za transfuziju | 404-1-110/24-44 | 133 | Kontrolni materijal, proizvođač Randox | 29 | IMMUNOASSAY SPECIALITY 1 PROGRAMME RQ9141 | RGN212809 | pakovanje | 6 MONTHS | Randox Laboratories Limited | IMMUNOASSAY SPECIALITY 1 PROGRAMME | 27960 | 20% | Yunycom d.o.o. | 105-26/24 | 08.10.2024 | 08.10.2025
Reagensi, izuzev za transfuziju | 404-1-110/24-44 | 133 | Kontrolni materijal, proizvođač Randox | 30 | IMMUNOASSAY SPECIALITY 2 PROGRAMME RQ9142 | RGN212810 | pakovanje | 6 MONTHS | Randox Laboratories Limited | IMMUNOASSAY SPECIALITY 2 PROGRAMME | 17070 | 20% | Yunycom d.o.o. | 105-26/24 | 08.10.2024 | 08.10.2025
Reagensi, izuzev za transfuziju | 404-1-110/24-44 | 133 | Kontrolni materijal, proizvođač Randox | 31 | SEROLOGY (HIV HEPATITIS) PROGRAMME RQ9151 | RGN212811 | pakovanje | 6 MONTHS | Randox Laboratories Limited | SEROLOGY (HIV HEPATITIS) PROGRAMME | 29650 | 20% | Yunycom d.o.o. | 105-26/24 | 08.10.2024 | 08.10.2025
Reagensi, izuzev za transfuziju | 404-1-110/24-44 | 133 | Kontrolni materijal, proizvođač Randox | 32 | SEROLOGY (ToRCH) PROGRAMME RQ9152 | RGN212812 | pakovanje | 6 MONTHS | Randox Laboratories Limited | SEROLOGY (ToRCH) PROGRAMME | 84160 | 20% | Yunycom d.o.o. | 105-26/24 | 08.10.2024 | 08.10.2025
Reagensi, izuzev za transfuziju | 404-1-110/24-44 | 133 | Kontrolni materijal, proizvođač Randox | 33 | SEROLOGY (EBV) PROGRAMME RQ9153 | RGN212813 | pakovanje | 6 MONTHS | Randox Laboratories Limited | SEROLOGY (EBV) PROGRAMME | 17670 | 20% | Yunycom d.o.o. | 105-26/24 | 08.10.2024 | 08.10.2025
Reagensi, izuzev za transfuziju | 404-1-110/24-44 | 133 | Kontrolni materijal, proizvođač Randox | 34 | SEROLOGY (SYPHILIS) PROGRAMME RQ9154 | RGN212814 | pakovanje | 6 MONTHS | Randox Laboratories Limited | SEROLOGY (SYPHILIS) PROGRAMME | 17670 | 20% | Yunycom d.o.o. | 105-26/24 | 08.10.2024 | 08.10.2025
Reagensi, izuzev za transfuziju | 404-1-110/24-44 | 133 | Kontrolni materijal, proizvođač Randox | 35 | RIQAS IMMUNOSUPPRESSANT RQ9159 | RGN212815 | pakovanje | 6 MONTHS | Randox Laboratories Limited | RIQAS IMMUNOSUPPRESSANT | 151010 | 20% | Yunycom d.o.o. | 105-26/24 | 08.10.2024 | 08.10.2025
Reagensi, izuzev za transfuziju | 404-1-110/24-44 | 133 | Kontrolni materijal, proizvođač Randox | 36 | RIQAS MONTHLY SPECIFIC PROTEINS PROGRAMME RQ9187 | RGN212816 | pakovanje | 6 MONTHS | Randox Laboratories Limited | RIQAS MONTHLY SPECIFIC PROTEINS PROGRAMME | 22490 | 20% | Yunycom d.o.o. | 105-26/24 | 08.10.2024 | 08.10.2025
Reagensi, izuzev za transfuziju | 404-1-110/24-44 | 133 | Kontrolni materijal, proizvođač Randox | 37 | RIQAS ESR PROGRAMME RQ9163 | RGN212817 | pakovanje | 3 MONTHS | Randox Laboratories Limited | RIQAS ESR PROGRAMME | 17910 | 20% | Yunycom d.o.o. | 105-26/24 | 08.10.2024 | 08.10.2025
Reagensi, izuzev za transfuziju | 404-1-110/24-44 | 133 | Kontrolni materijal, proizvođač Randox | 38 | RIQAS AMMONIA/ETHANOL PROGRAMME RQ9164 | RGN212818 | pakovanje | 6 MONTHS | Randox Laboratories Limited | RIQAS AMMONIA/ETHANOL PROGRAMME | 22030 | 20% | Yunycom d.o.o. | 105-26/24 | 08.10.2024 | 08.10.2025
Reagensi, izuzev za transfuziju | 404-1-110/24-44 | 133 | Kontrolni materijal, proizvođač Randox | 39 | RIQAS BNP PROGRAMME RQ9165 | RGN212819 | pakovanje | 6 MONTHS | Randox Laboratories Limited | RIQAS BNP PROGRAMME | 39090 | 20% | Yunycom d.o.o. | 105-26/24 | 08.10.2024 | 08.10.2025
Reagensi, izuzev za transfuziju | 404-1-110/24-44 | 133 | Kontrolni materijal, proizvođač Randox | 40 | RIQAS CEREBROSPINAL FLUID RQ9168 | RGN212820 | pakovanje | 6 MONTHS | Randox Laboratories Limited | RIQAS CEREBROSPINAL FLUID | 43080 | 20% | Yunycom d.o.o. | 105-26/24 | 08.10.2024 | 08.10.2025
Reagensi, izuzev za transfuziju | 404-1-110/24-44 | 133 | Kontrolni materijal, proizvođač Randox | 41 | RIQAS SWEAT TESTING RQ9173 | RGN212824 | pakovanje | 6 MONTHS | Randox Laboratories Limited | RIQAS SWEAT TESTING | 33280 | 20% | Yunycom d.o.o. | 105-26/24 | 08.10.2024 | 08.10.2025
Reagensi, izuzev za transfuziju | 404-1-110/24-44 | 133 | Kontrolni materijal, proizvođač Randox | 42 | RIQAS ANTI TSH RECEPTOR RQ9174 | RGN212825 | pakovanje | 6 MONTHS | Randox Laboratories Limited | RIQAS ANTI TSH RECEPTOR | 33280 | 20% | Yunycom d.o.o. | 105-26/24 | 08.10.2024 | 08.10.2025
Reagensi, izuzev za transfuziju | 404-1-110/24-44 | 133 | Kontrolni materijal, proizvođač Randox | 43 | RIQAS CYFRA 21-1 RQ9175 | RGN212826 | pakovanje | 6 MONTHS | Randox Laboratories Limited | RIQAS CYFRA 21-1 | 33280 | 20% | Yunycom d.o.o. | 105-26/24 | 08.10.2024 | 08.10.2025
Reagensi, izuzev za transfuziju | 404-1-110/24-44 | 133 | Kontrolni materijal, proizvođač Randox | 44 | RIQAS CO-OXIMETRY PROGRAMME RQ9177 | RGN212827 | pakovanje | 6 MONTHS | Randox Laboratories Limited | RIQAS CO-OXIMETRY PROGRAMME | 29530 | 20% | Yunycom d.o.o. | 105-26/24 | 08.10.2024 | 08.10.2025
Reagensi, izuzev za transfuziju | 404-1-110/24-44 | 133 | Kontrolni materijal, proizvođač Randox | 45 | RIQAS CO-OXIMETRY PROGRAMME RQ9177a | RGN212828 | pakovanje | 6 MONTHS | Randox Laboratories Limited | RIQAS CO-OXIMETRY PROGRAMME | 29530 | 20% | Yunycom d.o.o. | 105-26/24 | 08.10.2024 | 08.10.2025
Reagensi, izuzev za transfuziju | 404-1-110/24-44 | 133 | Kontrolni materijal, proizvođač Randox | 46 | TUMOUR MARKERS CONTROL LEVEL 2 TU5002 | RGN212829 | pakovanje | 3x2 | Randox Laboratories Limited | TUMOUR MARKERS CONTROL LEVEL 2 | 48400 | 20% | Yunycom d.o.o. | 105-26/24 | 08.10.2024 | 08.10.2025
Reagensi, izuzev za transfuziju | 404-1-110/24-44 | 133 | Kontrolni materijal, proizvođač Randox | 47 | TUMOUR MARKERS CONTROL LEVEL 3 TU5003 | RGN212830 | pakovanje | 3x2 | Randox Laboratories Limited | TUMOUR MARKERS CONTROL LEVEL 3 | 48400 | 20% | Yunycom d.o.o. | 105-26/24 | 08.10.2024 | 08.10.2025
Reagensi, izuzev za transfuziju | 404-1-110/24-44 | 133 | Kontrolni materijal, proizvođač Randox | 48 | SPECIFIC PROTEIN CONTROL LEVEL 1 (Liquid) PS2682 | RGN212837 | pakovanje | 3x1 | Randox Laboratories Limited | SPECIFIC PROTEIN CONTROL LEVEL 1 (Liquid) | 8350 | 20% | Yunycom d.o.o. | 105-26/24 | 08.10.2024 | 08.10.2025
Reagensi, izuzev za transfuziju | 404-1-110/24-44 | 133 | Kontrolni materijal, proizvođač Randox | 49 | SPECIFIC PROTEIN CONTROL LEVEL 2 (Liquid) PS2683 | RGN212838 | pakovanje | 3x1 | Randox Laboratories Limited | SPECIFIC PROTEIN CONTROL LEVEL 2 (Liquid) | 8350 | 20% | Yunycom d.o.o. | 105-26/24 | 08.10.2024 | 08.10.2025
Reagensi, izuzev za transfuziju | 404-1-110/24-44 | 133 | Kontrolni materijal, proizvođač Randox | 50 | SPECIFIC PROTEIN CONTROL LEVEL 3 (Liquid) PS2684 | RGN212839 | pakovanje | 3 x 1 | Randox Laboratories Limited | SPECIFIC PROTEIN CONTROL LEVEL 3 (Liquid) | 8350 | 20% | Yunycom d.o.o. | 105-26/24 | 08.10.2024 | 08.10.2025
Reagensi, izuzev za transfuziju | 404-1-110/24-44 | 133 | Kontrolni materijal, proizvođač Randox | 51 | MATERNAL SCREENING CONTROL LEVEL 1 MSS5024 | RGN212840 | pakovanje | 3 x 1 | Randox Laboratories Limited | MATERNAL SCREENING CONTROL LEVEL 1 | 12470 | 20% | Yunycom d.o.o. | 105-26/24 | 08.10.2024 | 08.10.2025
Reagensi, izuzev za transfuziju | 404-1-110/24-44 | 133 | Kontrolni materijal, proizvođač Randox | 52 | MATERNAL SCREENING CONTROL LEVEL 2 MSS5025 | RGN212841 | pakovanje | 3 x 1 | Randox Laboratories Limited | MATERNAL SCREENING CONTROL LEVEL 2 | 12470 | 20% | Yunycom d.o.o. | 105-26/24 | 08.10.2024 | 08.10.2025
Reagensi, izuzev za transfuziju | 404-1-110/24-44 | 133 | Kontrolni materijal, proizvođač Randox | 53 | MATERNAL SCREENING CONTROL LEVEL 3 MSS5026 | RGN212842 | pakovanje | 3 x 1 | Randox Laboratories Limited | MATERNAL SCREENING CONTROL LEVEL 3 | 12470 | 20% | Yunycom d.o.o. | 105-26/24 | 08.10.2024 | 08.10.2025
Reagensi, izuzev za transfuziju | 404-1-110/24-44 | 133 | Kontrolni materijal, proizvođač Randox | 54 | LIQUID CHEMISTRY CONTROL PREMIUM PLUS LEVEL 3 LUE5071 | RGN212843 | pakovanje | 12x5 | Randox Laboratories Limited | LIQUID CHEMISTRY CONTROL PREMIUM PLUS LEVEL 3 | 33760 | 20% | Yunycom d.o.o. | 105-26/24 | 08.10.2024 | 08.10.2025
Reagensi, izuzev za transfuziju | 404-1-110/24-44 | 133 | Kontrolni materijal, proizvođač Randox | 55 | LIQUID CHEMISTRY CONTROL PREMIUM PLUS LEVEL 1 LUL5069 | RGN212844 | pakovanje | 12x5 | Randox Laboratories Limited | LIQUID CHEMISTRY CONTROL PREMIUM PLUS LEVEL 1 | 33760 | 20% | Yunycom d.o.o. | 105-26/24 | 08.10.2024 | 08.10.2025
Reagensi, izuzev za transfuziju | 404-1-110/24-44 | 133 | Kontrolni materijal, proizvođač Randox | 56 | LIQUID CHEMISTRY CONTROL PREMIUM PLUS LEVEL 2 LUN5070 | RGN212845 | pakovanje | 12x5 | Randox Laboratories Limited | LIQUID CHEMISTRY CONTROL PREMIUM PLUS LEVEL 2 | 33760 | 20% | Yunycom d.o.o. | 105-26/24 | 08.10.2024 | 08.10.2025
Reagensi, izuzev za transfuziju | 404-1-110/24-44 | 133 | Kontrolni materijal, proizvođač Randox | 57 | IMMUNOASSAY CONTROL PREMIUM PLUS LEVEL 1 IA3109 | RGN212846 | pakovanje | 12x5 | Randox Laboratories Limited | IMMUNOASSAY CONTROL PREMIUM PLUS LEVEL 1 | 58080 | 20% | Yunycom d.o.o. | 105-26/24 | 08.10.2024 | 08.10.2025
Reagensi, izuzev za transfuziju | 404-1-110/24-44 | 133 | Kontrolni materijal, proizvođač Randox | 58 | IMMUNOASSAY CONTROL PREMIUM PLUS LEVEL 2 IA3110 | RGN212847 | pakovanje | 12x5 | Randox Laboratories Limited | IMMUNOASSAY CONTROL PREMIUM PLUS LEVEL 2 | 58080 | 20% | Yunycom d.o.o. | 105-26/24 | 08.10.2024 | 08.10.2025
Reagensi, izuzev za transfuziju | 404-1-110/24-44 | 133 | Kontrolni materijal, proizvođač Randox | 59 | IMMUNOASSAY CONTROL PREMIUM PLUS LEVEL 3 IA3111 | RGN212848 | pakovanje | 12x5 | Randox Laboratories Limited | IMMUNOASSAY CONTROL PREMIUM PLUS LEVEL 3 | 58080 | 20% | Yunycom d.o.o. | 105-26/24 | 08.10.2024 | 08.10.2025
Reagensi, izuzev za transfuziju | 404-1-110/24-44 | 133 | Kontrolni materijal, proizvođač Randox | 60 | IMMUNOASSAY CONTROL PREMIUM PLUS TRI-LEVEL IA3112 | RGN212849 | pakovanje | 12x5 | Randox Laboratories Limited | IMMUNOASSAY CONTROL PREMIUM PLUS TRI-LEVEL | 58080 | 20% | Yunycom d.o.o. | 105-26/24 | 08.10.2024 | 08.10.2025
Reagensi, izuzev za transfuziju | 404-1-110/24-44 | 133 | Kontrolni materijal, proizvođač Randox | 61 | LIPID CONTROL LEVEL 1 LE2661 | RGN212850 | pakovanje | 5x3 | Randox Laboratories Limited | LIPID CONTROL LEVEL 1 | 15730 | 20% | Yunycom d.o.o. | 105-26/24 | 08.10.2024 | 08.10.2025
Reagensi, izuzev za transfuziju | 404-1-110/24-44 | 133 | Kontrolni materijal, proizvođač Randox | 62 | LIPID CONTROL LEVEL 2 LE2662 | RGN212851 | pakovanje | 5x3 | Randox Laboratories Limited | LIPID CONTROL LEVEL 2 | 15730 | 20% | Yunycom d.o.o. | 105-26/24 | 08.10.2024 | 08.10.2025
Reagensi, izuzev za transfuziju | 404-1-110/24-44 | 133 | Kontrolni materijal, proizvođač Randox | 63 | LIPID CONTROL LEVEL 3 LE2663 | RGN212852 | pakovanje | 5x3 | Randox Laboratories Limited | LIPID CONTROL LEVEL 3 | 15730 | 20% | Yunycom d.o.o. | 105-26/24 | 08.10.2024 | 08.10.2025
Reagensi, izuzev za transfuziju | 404-1-110/24-44 | 133 | Kontrolni materijal, proizvođač Randox | 64 | LIPID CONTROL LEVEL 1 LE2668 | RGN212853 | pakovanje | 5x1 | Randox Laboratories Limited | LIPID CONTROL LEVEL 1 | 15730 | 20% | Yunycom d.o.o. | 105-26/24 | 08.10.2024 | 08.10.2025
Reagensi, izuzev za transfuziju | 404-1-110/24-44 | 133 | Kontrolni materijal, proizvođač Randox | 65 | LIPID CONTROL LEVEL 2 LE2669 | RGN212854 | pakovanje | 5x1 | Randox Laboratories Limited | LIPID CONTROL LEVEL 2 | 15730 | 20% | Yunycom d.o.o. | 105-26/24 | 08.10.2024 | 08.10.2025
Reagensi, izuzev za transfuziju | 404-1-110/24-44 | 133 | Kontrolni materijal, proizvođač Randox | 66 | LIPID CONTROL LEVEL 3 LE2670 | RGN212855 | pakovanje | 5x1 | Randox Laboratories Limited | LIPID CONTROL LEVEL 3 | 15730 | 20% | Yunycom d.o.o. | 105-26/24 | 08.10.2024 | 08.10.2025
Reagensi, izuzev za transfuziju | 404-1-110/24-44 | 133 | Kontrolni materijal, proizvođač Randox | 67 | IMMUNOASSAY SPECIALITY CONTROL 1 LEVEL 1 IAS3113 | RGN212856 | pakovanje | 5x2 | Randox Laboratories Limited | IMMUNOASSAY SPECIALITY CONTROL 1 LEVEL 1 | 11800 | 20% | Yunycom d.o.o. | 105-26/24 | 08.10.2024 | 08.10.2025
Reagensi, izuzev za transfuziju | 404-1-110/24-44 | 133 | Kontrolni materijal, proizvođač Randox | 68 | IMMUNOASSAY SPECIALITY CONTROL 1 LEVEL 2 IAS3114 | RGN212857 | pakovanje | 5x2 | Randox Laboratories Limited | IMMUNOASSAY SPECIALITY CONTROL 1 LEVEL 2 | 11800 | 20% | Yunycom d.o.o. | 105-26/24 | 08.10.2024 | 08.10.2025
Reagensi, izuzev za transfuziju | 404-1-110/24-44 | 133 | Kontrolni materijal, proizvođač Randox | 69 | IMMUNOASSAY SPECIALITY CONTROL 1 LEVEL 3 IAS3115 | RGN212858 | pakovanje | 5x2 | Randox Laboratories Limited | IMMUNOASSAY SPECIALITY CONTROL 1 LEVEL 3 | 11800 | 20% | Yunycom d.o.o. | 105-26/24 | 08.10.2024 | 08.10.2025
Reagensi, izuzev za transfuziju | 404-1-110/24-44 | 133 | Kontrolni materijal, proizvođač Randox | 70 | IMMUNOASSAY SPECIALITY CONTROL 2 LEVEL 1 IAS3117 | RGN212859 | pakovanje | 5x1 | Randox Laboratories Limited | IMMUNOASSAY SPECIALITY CONTROL 2 LEVEL 1 | 15010 | 20% | Yunycom d.o.o. | 105-26/24 | 08.10.2024 | 08.10.2025
Reagensi, izuzev za transfuziju | 404-1-110/24-44 | 133 | Kontrolni materijal, proizvođač Randox | 71 | IMMUNOASSAY SPECIALITY CONTROL 2 LEVEL 2 IAS3118 | RGN212860 | pakovanje | 5x1 | Randox Laboratories Limited | IMMUNOASSAY SPECIALITY CONTROL 2 LEVEL 2 | 15010 | 20% | Yunycom d.o.o. | 105-26/24 | 08.10.2024 | 08.10.2025
Reagensi, izuzev za transfuziju | 404-1-110/24-44 | 133 | Kontrolni materijal, proizvođač Randox | 72 | IMMUNOASSAY SPECIALITY CONTROL 2 LEVEL 3 IA3119 | RGN212861 | pakovanje | 5x1 | Randox Laboratories Limited | IMMUNOASSAY SPECIALITY CONTROL 2 LEVEL 3 | 15010 | 20% | Yunycom d.o.o. | 105-26/24 | 08.10.2024 | 08.10.2025
Reagensi, izuzev za transfuziju | 404-1-110/24-44 | 133 | Kontrolni materijal, proizvođač Randox | 73 | ASSAYED CHEMISTRY CONTROL PREMIUM PLUS LEVEL 2 HN1530 | RGN212862 | pakovanje | 20x5 | Randox Laboratories Limited | ASSAYED CHEMISTRY CONTROL PREMIUM PLUS LEVEL 2 | 29770 | 20% | Yunycom d.o.o. | 105-26/24 | 08.10.2024 | 08.10.2025
Reagensi, izuzev za transfuziju | 404-1-110/24-44 | 133 | Kontrolni materijal, proizvođač Randox | 74 | AMMONIA ETHANOL CONTROL LEVEL 1 EA1366 | RGN212863 | pakovanje | 6x2 | Randox Laboratories Limited | AMMONIA ETHANOL CONTROL LEVEL 1 | 11020 | 20% | Yunycom d.o.o. | 105-26/24 | 08.10.2024 | 08.10.2025
Reagensi, izuzev za transfuziju | 404-1-110/24-44 | 133 | Kontrolni materijal, proizvođač Randox | 75 | AMMONIA ETHANOL CONTROL LEVEL 2 EA1367 | RGN212864 | pakovanje | 6x2 | Randox Laboratories Limited | AMMONIA ETHANOL CONTROL LEVEL 2 | 11020 | 20% | Yunycom d.o.o. | 105-26/24 | 08.10.2024 | 08.10.2025
Reagensi, izuzev za transfuziju | 404-1-110/24-44 | 133 | Kontrolni materijal, proizvođač Randox | 76 | AMMONIA ETHANOL CONTROL LEVEL 3 EA1368 | RGN212865 | pakovanje | 6x2 | Randox Laboratories Limited | AMMONIA ETHANOL CONTROL LEVEL 3 | 11020 | 20% | Yunycom d.o.o. | 105-26/24 | 08.10.2024 | 08.10.2025
Reagensi, izuzev za transfuziju | 404-1-110/24-44 | 133 | Kontrolni materijal, proizvođač Randox | 77 | TRI LEVEL CARDIAC CONTROL CQ3100 | RGN212866 | pakovanje | 3x1 | Randox Laboratories Limited | TRI LEVEL CARDIAC CONTROL | 13560 | 20% | Yunycom d.o.o. | 105-26/24 | 08.10.2024 | 08.10.2025
Reagensi, izuzev za transfuziju | 404-1-110/24-44 | 133 | Kontrolni materijal, proizvođač Randox | 78 | HbA1c control set Level 1 and 2 HA5072 | RGN212868 | pakovanje | 2x2x0.5ml | Randox Laboratories Limited | HbA1c control set | 17310 | 20% | Yunycom d.o.o. | 105-26/24 | 08.10.2024 | 08.10.2025
Reagensi, izuzev za transfuziju | 404-1-110/24-44 | 133 | Kontrolni materijal, proizvođač Randox | 79 | ASSAYED CHEMISTRY CONTROL PREMIUM PLUS LEVEL 3 HE1532 | RGN212869 | pakovanje | 20x5 | Randox Laboratories Limited | ASSAYED CHEMISTRY CONTROL PREMIUM PLUS LEVEL 3 | 29770 | 20% | Yunycom d.o.o. | 105-26/24 | 08.10.2024 | 08.10.2025
Reagensi, izuzev za transfuziju | 404-1-110/24-44 | 133 | Kontrolni materijal, proizvođač Randox | 80 | Assayed chemistry control premium plus level 1 LAL4213 | RGN212870 | pakovanje | 12x5 | Randox Laboratories Limited | Assayed chemistry control premium plus level 1 | 43450 | 20% | Yunycom d.o.o. | 105-26/24 | 08.10.2024 | 08.10.2025
Reagensi, izuzev za transfuziju | 404-1-110/24-44 | 133 | Kontrolni materijal, proizvođač Randox | 81 | Assayed chemistry control premium plus level 2 LAN4214 | RGN212871 | pakovanje | 12x5 | Randox Laboratories Limited | Assayed chemistry control premium plus level 2 | 29770 | 20% | Yunycom d.o.o. | 105-26/24 | 08.10.2024 | 08.10.2025
Reagensi, izuzev za transfuziju | 404-1-110/24-44 | 133 | Kontrolni materijal, proizvođač Randox | 82 | Assayed chemistry control premium plus level 3 LAE4215 | RGN212872 | pakovanje | 12x5 | Randox Laboratories Limited | Assayed chemistry control premium plus level 3 | 29770 | 20% | Yunycom d.o.o. | 105-26/24 | 08.10.2024 | 08.10.2025
Reagensi, izuzev za transfuziju | 404-1-110/24-44 | 133 | Kontrolni materijal, proizvođač Randox | 83 | Assayed urine control level 2 AU2352 | RGN212873 | pakovanje | 12x10ml | Randox Laboratories Limited | Assayed urine control level 2 | 16940 | 20% | Yunycom d.o.o. | 105-26/24 | 08.10.2024 | 08.10.2025
Reagensi, izuzev za transfuziju | 404-1-110/24-44 | 133 | Kontrolni materijal, proizvođač Randox | 84 | Assayed urine control level 3 AU2353 | RGN212874 | pakovanje | 12x10ml | Randox Laboratories Limited | Assayed urine control level 3 | 16940 | 20% | Yunycom d.o.o. | 105-26/24 | 08.10.2024 | 08.10.2025
Reagensi, izuzev za transfuziju | 404-1-110/24-44 | 133 | Kontrolni materijal, proizvođač Randox | 85 | RIQAS Serum Indices RQ9194 | RGN220799 | pakovanje | 6 MONTHS | Randox Laboratories Limited | RIQAS Serum Indices | 32070 | 20% | Yunycom d.o.o. | 105-26/24 | 08.10.2024 | 08.10.2025
Reagensi, izuzev za transfuziju | 404-1-110/24-44 | 133 | Kontrolni materijal, proizvođač Randox | 86 | Riqas Neonatal Bilirubin RQ9191 | RGN233752 | pakovanje | 6x3 mL | Randox Laboratories Limited | Riqas Neonatal Bilirubin | 40400 | 20% | Yunycom d.o.o. | 105-26/24 | 08.10.2024 | 08.10.2025
Reagensi, izuzev za transfuziju | 404-1-110/24-44 | 133 | Kontrolni materijal, proizvođač Randox | 87 | Riqas Cytokines RQ9195 | RGN232875 | pakovanje | 6x1 mL | Randox Laboratories Limited | Riqas Cytokines | 34470 | 20% | Yunycom d.o.o. | 105-26/24 | 08.10.2024 | 08.10.2025
Reagensi, izuzev za transfuziju | 404-1-110/24-44 | 133 | Kontrolni materijal, proizvođač Randox | 88 | Riqas Microbiology RQ9197 | RGN232876 | pakovanje | 3 uzorka | Randox Laboratories Limited | Riqas Microbiology | 39590 | 20% | Yunycom d.o.o. | 105-26/24 | 08.10.2024 | 08.10.2025
Reagensi, izuzev za transfuziju | 404-1-110/24-44 | 133 | Kontrolni materijal, proizvođač Randox | 89 | Riqas AMH RQ9198 | RGN232877 | pakovanje | 6X1 mL | Randox Laboratories Limited | Riqas AMH | 52780 | 20% | Yunycom d.o.o. | 105-26/24 | 08.10.2024 | 08.10.2025
Reagensi, izuzev za transfuziju | 404-1-110/24-44 | 133 | Kontrolni materijal, proizvođač Randox | 90 | Liquid urine Control UC5074 | RGN232878 | pakovanje | 10 x 10 mL | Randox Laboratories Limited | Liquid urine Control | 27500 | 20% | Yunycom d.o.o. | 105-26/24 | 08.10.2024 | 08.10.2025
Reagensi, izuzev za transfuziju | 404-1-110/24-44 | 133 | Kontrolni materijal, proizvođač Randox | 91 | Liquid urine Control UC5075 | RGN233741 | pakovanje | 10 x 10 mL | Randox Laboratories Limited | Liquid urine Control | 27500 | 20% | Yunycom d.o.o. | 105-26/24 | 08.10.2024 | 08.10.2025
Reagensi, izuzev za transfuziju | 404-1-110/24-44 | 133 | Kontrolni materijal, proizvođač Randox | 92 | Urinalysis Control UC5033 | RGN232879 | pakovanje | 12 x 12 ml | Randox Laboratories Limited | Urinalysis Control | 82500 | 20% | Yunycom d.o.o. | 105-26/24 | 08.10.2024 | 08.10.2025
Reagensi, izuzev za transfuziju | 404-1-110/24-44 | 133 | Kontrolni materijal, proizvođač Randox | 93 | Urinalysis Control UC5034 | RGN233742 | pakovanje | 12 x 12 ml | Randox Laboratories Limited | Urinalysis Control | 82500 | 20% | Yunycom d.o.o. | 105-26/24 | 08.10.2024 | 08.10.2025
Reagensi, izuzev za transfuziju | 404-1-110/24-44 | 133 | Kontrolni materijal, proizvođač Randox | 94 | Drug Control HD1667 | RGN232880 | pakovanje | 20 x 5 mL | Randox Laboratories Limited | Drug Control | 32950 | 20% | Yunycom d.o.o. | 105-26/24 | 08.10.2024 | 08.10.2025
Reagensi, izuzev za transfuziju | 404-1-110/24-44 | 133 | Kontrolni materijal, proizvođač Randox | 95 | Drug Control HD1668 | RGN233743 | pakovanje | 20 x 5 mL | Randox Laboratories Limited | Drug Control | 32950 | 20% | Yunycom d.o.o. | 105-26/24 | 08.10.2024 | 08.10.2025
Reagensi, izuzev za transfuziju | 404-1-110/24-44 | 133 | Kontrolni materijal, proizvođač Randox | 96 | Drug Control HD1669 | RGN233744 | pakovanje | 20 x 5 mL | Randox Laboratories Limited | Drug Control | 32950 | 20% | Yunycom d.o.o. | 105-26/24 | 08.10.2024 | 08.10.2025
Reagensi, izuzev za transfuziju | 404-1-110/24-44 | 133 | Kontrolni materijal, proizvođač Randox | 97 | Liquid urine Control UC5074 | RGN232881 | pakovanje | 1 x 10 mL | Randox Laboratories Limited | Liquid urine Control | 27500 | 20% | Yunycom d.o.o. | 105-26/24 | 08.10.2024 | 08.10.2025
Reagensi, izuzev za transfuziju | 404-1-110/24-44 | 133 | Kontrolni materijal, proizvođač Randox | 98 | Liquid urine Control UC5075 | RGN233745 | pakovanje | 1 x 10 mL | Randox Laboratories Limited | Liquid urine Control | 27500 | 20% | Yunycom d.o.o. | 105-26/24 | 08.10.2024 | 08.10.2025
Reagensi, izuzev za transfuziju | 404-1-110/24-44 | 133 | Kontrolni materijal, proizvođač Randox | 99 | Urinalysis Control UC5033 | RGN232882 | pakovanje | 1 x 12 ml | Randox Laboratories Limited | Urinalysis Control | 82500 | 20% | Yunycom d.o.o. | 105-26/24 | 08.10.2024 | 08.10.2025
Reagensi, izuzev za transfuziju | 404-1-110/24-44 | 133 | Kontrolni materijal, proizvođač Randox | 100 | Urinalysis Control UC5034 | RGN233746 | pakovanje | 1 x 12 ml | Randox Laboratories Limited | Urinalysis Control | 7150 | 20% | Yunycom d.o.o. | 105-26/24 | 08.10.2024 | 08.10.2025
Reagensi, izuzev za transfuziju | 404-1-110/24-44 | 133 | Kontrolni materijal, proizvođač Randox | 101 | Drug Control HD1667 | RGN232883 | pakovanje | 1 x 5 mL | Randox Laboratories Limited | Drug Control | 1650 | 20% | Yunycom d.o.o. | 105-26/24 | 08.10.2024 | 08.10.2025
Reagensi, izuzev za transfuziju | 404-1-110/24-44 | 133 | Kontrolni materijal, proizvođač Randox | 102 | Drug Control HD1668 | RGN233747 | pakovanje | 1 x 5 mL | Randox Laboratories Limited | Drug Control | 1650 | 20% | Yunycom d.o.o. | 105-26/24 | 08.10.2024 | 08.10.2025
Reagensi, izuzev za transfuziju | 404-1-110/24-44 | 133 | Kontrolni materijal, proizvođač Randox | 103 | Drug Control HD1669 | RGN233748 | pakovanje | 1 x 5 mL | Randox Laboratories Limited | Drug Control | 1650 | 20% | Yunycom d.o.o. | 105-26/24 | 08.10.2024 | 08.10.2025
Reagensi, izuzev za transfuziju | 404-1-110/24-44 | 133 | Kontrolni materijal, proizvođač Randox | 104 | Acusera 24/7 licenca | RGN232884 | komad | 1 | Randox Laboratories Limited | Acusera 24/7 licenca | 33000 | 20% | Yunycom d.o.o. | 105-26/24 | 08.10.2024 | 08.10.2025
Reagensi, izuzev za transfuziju | 404-1-110/24-44 | 133 | Kontrolni materijal, proizvođač Randox | 105 | Riqas POCT RQ9188 | RGN232885 | pakovanje | 1 uzorak | Randox Laboratories Limited | Riqas POCT | 3300 | 20% | Yunycom d.o.o. | 105-26/24 | 08.10.2024 | 08.10.2025
Reagensi, izuzev za transfuziju | 404-1-110/24-44 | 134 | Reagensi za UC 1000 urin analizator | 1 | MEDITAPE UC-10S (10 x 100 strips) | RGN232080 | pakovanje | 10 x 100 traka | Sysmex Corporation Japan | MEDITAPE UC-10S | 43090 | 20% | Yunycom d.o.o. | 105-26/24 | 08.10.2024 | 08.10.2025
Reagensi, izuzev za transfuziju | 404-1-110/24-44 | 135 | Reagensi i potrošni materijal za urinski analizator model IRICELL2000, proizvođač Beckman Coulter | 1 | iQ Lamina | RGN212876 | pakovanje | 2x7000ml | Beckman Coulter | iQ Lamina | 82853.96 | 20% | Maymedica d.o.o. | 105-16/24 | 14.10.2024 | 14.10.2025
Reagensi, izuzev za transfuziju | 404-1-110/24-44 | 135 | Reagensi i potrošni materijal za urinski analizator model IRICELL2000, proizvođač Beckman Coulter | 2 | iQ Calibrator Pack | RGN212877 | pakovanje | 4x125 ml | Beckman Coulter | iQ Calibrator Pack | 48305.43 | 20% | Maymedica d.o.o. | 105-16/24 | 14.10.2024 | 14.10.2025
Reagensi, izuzev za transfuziju | 404-1-110/24-44 | 135 | Reagensi i potrošni materijal za urinski analizator model IRICELL2000, proizvođač Beckman Coulter | 3 | iQ Control/Focus Set | RGN212878 | pakovanje | 4x125 ml | Beckman Coulter | iQ Control/Focus Set | 12882.77 | 20% | Maymedica d.o.o. | 105-16/24 | 14.10.2024 | 14.10.2025
Reagensi, izuzev za transfuziju | 404-1-110/24-44 | 135 | Reagensi i potrošni materijal za urinski analizator model IRICELL2000, proizvođač Beckman Coulter | 4 | Iris Diluent | RGN212879 | pakovanje | 4x475 ml | Beckman Coulter | Iris Diluent | 25613.5 | 20% | Maymedica d.o.o. | 105-16/24 | 14.10.2024 | 14.10.2025
Reagensi, izuzev za transfuziju | 404-1-110/24-44 | 135 | Reagensi i potrošni materijal za urinski analizator model IRICELL2000, proizvođač Beckman Coulter | 5 | Iris System Cleanser | RGN212880 | pakovanje | 4x425 ml | Beckman Coulter | Iris System Cleanser | 13685.87 | 20% | Maymedica d.o.o. | 105-16/24 | 14.10.2024 | 14.10.2025
Reagensi, izuzev za transfuziju | 404-1-110/24-44 | 135 | Reagensi i potrošni materijal za urinski analizator model IRICELL2000, proizvođač Beckman Coulter | 6 | iChem Velocity Urine Chemistry Strips | RGN212881 | pakovanje | 100 komad | Beckman Coulter | iChem Velocity Urine Chemistry Strips | 7768.4 | 20% | Maymedica d.o.o. | 105-16/24 | 14.10.2024 | 14.10.2025
Reagensi, izuzev za transfuziju | 404-1-110/24-44 | 135 | Reagensi i potrošni materijal za urinski analizator model IRICELL2000, proizvođač Beckman Coulter | 7 | CA/CB/CC Chemistry Controls | RGN212882 | pakovanje | 9x100 ml | Beckman Coulter | IRISPEC CA/CB/CC Urine Chemistry Controls | 48303.75 | 20% | Maymedica d.o.o. | 105-16/24 | 14.10.2024 | 14.10.2025
Reagensi, izuzev za transfuziju | 404-1-110/24-44 | 135 | Reagensi i potrošni materijal za urinski analizator model IRICELL2000, proizvođač Beckman Coulter | 8 | CalCheks | RGN212883 | pakovanje | 10x10 ml/ 10 traka | Beckman Coulter | Ichem Velocity CalChek Kit | 64406.67 | 20% | Maymedica d.o.o. | 105-16/24 | 14.10.2024 | 14.10.2025
Reagensi, izuzev za transfuziju | 404-1-110/24-44 | 135 | Reagensi i potrošni materijal za urinski analizator model IRICELL2000, proizvođač Beckman Coulter | 9 | iChem Velocity Wash Solution | RGN212884 | pakovanje | 2x7000ml | Beckman Coulter | iChem Velocity Wash Solution | 32202.5 | 20% | Maymedica d.o.o. | 105-16/24 | 14.10.2024 | 14.10.2025
Reagensi, izuzev za transfuziju | 404-1-110/24-44 | 135 | Reagensi i potrošni materijal za urinski analizator model IRICELL2000, proizvođač Beckman Coulter | 10 | Iris desiccant | RGN212885 | pakovanje | 30 komad | Beckman Coulter | Iris desiccant | 11177.92 | 20% | Maymedica d.o.o. | 105-16/24 | 14.10.2024 | 14.10.2025
Reagensi, izuzev za transfuziju | 404-1-110/24-44 | 135 | Reagensi i potrošni materijal za urinski analizator model IRICELL2000, proizvođač Beckman Coulter | 11 | iQ Body Fluids Control Level 1, 2 | RGN232886 | pakovanje | 4x8 ml | Beckman Coulter | iQ Body Fluids Control Level 1, 2 | 92000 | 20% | Maymedica d.o.o. | 105-16/24 | 14.10.2024 | 14.10.2025
Reagensi, izuzev za transfuziju | 404-1-110/24-44 | 135 | Reagensi i potrošni materijal za urinski analizator model IRICELL2000, proizvođač Beckman Coulter | 12 | iQ Body fluids Lysing reagent | RGN232887 | pakovanje | 4x125 ml | Beckman Coulter | iQ Body fluids Lysing reagent | 48300 | 20% | Maymedica d.o.o. | 105-16/24 | 14.10.2024 | 14.10.2025
Reagensi, izuzev za transfuziju | 404-1-110/24-44 | 135 | Reagensi i potrošni materijal za urinski analizator model IRICELL2000, proizvođač Beckman Coulter | 13 | IQ Annual PM/HV/FC kit | RGN232888 | pakovanje | 1 kit | Beckman Coulter | IQ Annual PM/HV/FC kit | 133400 | 20% | Maymedica d.o.o. | 105-16/24 | 14.10.2024 | 14.10.2025
Reagensi, izuzev za transfuziju | 404-1-110/24-44 | 135 | Reagensi i potrošni materijal za urinski analizator model IRICELL2000, proizvođač Beckman Coulter | 14 | iChemVelocity kit | RGN232889 | pakovanje | 1 kit | Beckman Coulter | iChemVelocity kit | 46000 | 20% | Maymedica d.o.o. | 105-16/24 | 14.10.2024 | 14.10.2025
Reagensi, izuzev za transfuziju | 404-1-110/24-44 | 136 | Reagensi i potrošni materijal za aparat H-100, H-500, DIRUI | 1 | Urin test trake 11 parammetara (VIT C) | RGN212886 | pakovanje | 100komad | Dirui Industrial, Kina | Dirui H11 | 1320 | 20% | Vicor d.o.o. | 105-25/24 | 08.10.2024 | 08.10.2025
Reagensi, izuzev za transfuziju | 404-1-110/24-44 | 136 | Reagensi i potrošni materijal za aparat H-100, H-500, DIRUI | 2 | Urin test trake 11 parammetara (MA-mikroalbumin) | RGN212887 | pakovanje | 100komad | Dirui Industrial, Kina | Dirui H11-MA(N) | 1435 | 20% | Vicor d.o.o. | 105-25/24 | 08.10.2024 | 08.10.2025
Reagensi, izuzev za transfuziju | 404-1-110/24-44 | 136 | Reagensi i potrošni materijal za aparat H-100, H-500, DIRUI | 3 | Urin test trake 10 parametara | RGN212888 | pakovanje | 100komad | Dirui Industrial, Kina | Dirui H10 | 1320 | 20% | Vicor d.o.o. | 105-25/24 | 08.10.2024 | 08.10.2025
Reagensi, izuzev za transfuziju | 404-1-110/24-44 | 136 | Reagensi i potrošni materijal za aparat H-100, H-500, DIRUI | 4 | Urin test trake 2 parametra (GLU-KET) | RGN212889 | pakovanje | 100komad | Dirui Industrial, Kina | Dirui 2 items | 630 | 20% | Vicor d.o.o. | 105-25/24 | 08.10.2024 | 08.10.2025
Reagensi, izuzev za transfuziju | 404-1-110/24-44 | 136 | Reagensi i potrošni materijal za aparat H-100, H-500, DIRUI | 5 | Urin test trake 5 parametara | RGN212890 | pakovanje | 100komad | Dirui Industrial, Kina | Dirui 5 Items | 745 | 20% | Vicor d.o.o. | 105-25/24 | 08.10.2024 | 08.10.2025
Reagensi, izuzev za transfuziju | 404-1-110/24-44 | 136 | Reagensi i potrošni materijal za aparat H-100, H-500, DIRUI | 6 | Kontrola normalni nivo | RGN212891 | pakovanje | 8 ml | Dirui Industrial, Kina | Urinalysis control Negative | 6900 | 20% | Vicor d.o.o. | 105-25/24 | 08.10.2024 | 08.10.2025
Reagensi, izuzev za transfuziju | 404-1-110/24-44 | 136 | Reagensi i potrošni materijal za aparat H-100, H-500, DIRUI | 7 | Kontrola patološki nivo | RGN212892 | pakovanje | 8 ml | Dirui Industrial, Kina | Urinalysis control Positive | 6900 | 20% | Vicor d.o.o. | 105-25/24 | 08.10.2024 | 08.10.2025
Reagensi, izuzev za transfuziju | 404-1-110/24-44 | 137 | Reagensi i potrošni materijal za aparate FUS 1000, FUS 2000, DIRUI | 1 | Sheath rastvor 20L | RGN212893 | pakovanje | 20L | Dirui Industrial, Kina | Sheath 20L | 131675 | 20% | Vicor d.o.o. | 105-25/24 | 08.10.2024 | 08.10.2025
Reagensi, izuzev za transfuziju | 404-1-110/24-44 | 137 | Reagensi i potrošni materijal za aparate FUS 1000, FUS 2000, DIRUI | 2 | Sheath rastvor 10L | RGN212894 | pakovanje | 10L | Dirui Industrial, Kina | Sheath 10L | 66125 | 20% | Vicor d.o.o. | 105-25/24 | 08.10.2024 | 08.10.2025
Reagensi, izuzev za transfuziju | 404-1-110/24-44 | 137 | Reagensi i potrošni materijal za aparate FUS 1000, FUS 2000, DIRUI | 3 | Diluent | RGN212895 | pakovanje | 500 ml | Dirui Industrial, Kina | Diluent 500ml | 21160 | 20% | Vicor d.o.o. | 105-25/24 | 08.10.2024 | 08.10.2025
Reagensi, izuzev za transfuziju | 404-1-110/24-44 | 137 | Reagensi i potrošni materijal za aparate FUS 1000, FUS 2000, DIRUI | 4 | FUS Urine sediment deterdžent | RGN212896 | pakovanje | 500 ml | Dirui Industrial, Kina | Fus Urine sediment detergent | 19090 | 20% | Vicor d.o.o. | 105-25/24 | 08.10.2024 | 08.10.2025
Reagensi, izuzev za transfuziju | 404-1-110/24-44 | 137 | Reagensi i potrošni materijal za aparate FUS 1000, FUS 2000, DIRUI | 5 | FUS Pozitivna kontrola (Positive control) | RGN212897 | pakovanje | 125 ml | Dirui Industrial, Kina | FUS Positive control | 29095 | 20% | Vicor d.o.o. | 105-25/24 | 08.10.2024 | 08.10.2025
Reagensi, izuzev za transfuziju | 404-1-110/24-44 | 137 | Reagensi i potrošni materijal za aparate FUS 1000, FUS 2000, DIRUI | 6 | FUS Negativna kontrola (Negative control) | RGN212898 | pakovanje | 125 ml | Dirui Industrial, Kina | FUS Negative control | 29095 | 20% | Vicor d.o.o. | 105-25/24 | 08.10.2024 | 08.10.2025
Reagensi, izuzev za transfuziju | 404-1-110/24-44 | 137 | Reagensi i potrošni materijal za aparate FUS 1000, FUS 2000, DIRUI | 7 | Rastvor za fokusiranje (Focus) | RGN212899 | pakovanje | 125 ml | Dirui Industrial, Kina | Focus | 29095 | 20% | Vicor d.o.o. | 105-25/24 | 08.10.2024 | 08.10.2025
Reagensi, izuzev za transfuziju | 404-1-110/24-44 | 137 | Reagensi i potrošni materijal za aparate FUS 1000, FUS 2000, DIRUI | 8 | Standardni rastvor (Standard solution ) | RGN212900 | pakovanje | 125 ml | Dirui Industrial, Kina | Standard solution | 29095 | 20% | Vicor d.o.o. | 105-25/24 | 08.10.2024 | 08.10.2025
Reagensi, izuzev za transfuziju | 404-1-110/24-44 | 137 | Reagensi i potrošni materijal za aparate FUS 1000, FUS 2000, DIRUI | 9 | H11-800 Urin test trake (a 10 x 100 komada) | RGN212901 | pakovanje | 10 x 100 komada | Dirui Industrial, Kina | Dirui H11-800 | 24380 | 20% | Vicor d.o.o. | 105-25/24 | 08.10.2024 | 08.10.2025
Reagensi, izuzev za transfuziju | 404-1-110/24-44 | 137 | Reagensi i potrošni materijal za aparate FUS 1000, FUS 2000, DIRUI | 10 | H11-800MA Urin test trake (a 10 x 100 komada) | RGN212902 | pakovanje | 10 x 100 komada | Dirui Industrial, Kina | Dirui H11-800MA | 25760 | 20% | Vicor d.o.o. | 105-25/24 | 08.10.2024 | 08.10.2025
Reagensi, izuzev za transfuziju | 404-1-110/24-44 | 137 | Reagensi i potrošni materijal za aparate FUS 1000, FUS 2000, DIRUI | 11 | H12-800MA Urin test trake (a 10 x 100 komada) | RGN212903 | pakovanje | 10 x 100 komada | Dirui Industrial, Kina | Dirui H12-800 MA | 28400 | 20% | Vicor d.o.o. | 105-25/24 | 08.10.2024 | 08.10.2025
Reagensi, izuzev za transfuziju | 404-1-110/24-44 | 137 | Reagensi i potrošni materijal za aparate FUS 1000, FUS 2000, DIRUI | 12 | H13-Cr Urin test trake (a 10 x 100 komada) | RGN212904 | pakovanje | 10 x 100 komada | Dirui Industrial, Kina | Dirui H13-Cr | 31050 | 20% | Vicor d.o.o. | 105-25/24 | 08.10.2024 | 08.10.2025
Reagensi, izuzev za transfuziju | 404-1-110/24-44 | 137 | Reagensi i potrošni materijal za aparate FUS 1000, FUS 2000, DIRUI | 13 | H14-Ca Urin test trake (a 10 x 100 komada) | RGN212905 | pakovanje | 10 x 100 komada | Dirui Industrial, Kina | Dirui H14-Ca | 33350 | 20% | Vicor d.o.o. | 105-25/24 | 08.10.2024 | 08.10.2025
Reagensi, izuzev za transfuziju | 404-1-110/24-44 | 137 | Reagensi i potrošni materijal za aparate FUS 1000, FUS 2000, DIRUI | 14 | H10-800 Urin test trake (a 10 x 100 komada) | RGN212906 | pakovanje | 10 x 100 komada | Dirui Industrial, Kina | Dirui H10-800 | 23170 | 20% | Vicor d.o.o. | 105-25/24 | 08.10.2024 | 08.10.2025
Reagensi, izuzev za transfuziju | 404-1-110/24-44 | 137 | Reagensi i potrošni materijal za aparate FUS 1000, FUS 2000, DIRUI | 15 | Pozitivna kontrola za hemiju (QC Positive control) | RGN212907 | pakovanje | 8 ml | Dirui Industrial, Kina | Urinalysis control Positive | 7245 | 20% | Vicor d.o.o. | 105-25/24 | 08.10.2024 | 08.10.2025
Reagensi, izuzev za transfuziju | 404-1-110/24-44 | 137 | Reagensi i potrošni materijal za aparate FUS 1000, FUS 2000, DIRUI | 16 | Negativna kontrola za hemiju (QC Negative control) | RGN212908 | pakovanje | 8 ml | Dirui Industrial, Kina | Urinalysis control Negative | 7245 | 20% | Vicor d.o.o. | 105-25/24 | 08.10.2024 | 08.10.2025
Reagensi, izuzev za transfuziju | 404-1-110/24-44 | 137 | Reagensi i potrošni materijal za aparate FUS 1000, FUS 2000, DIRUI | 17 | Rastvor za održavanje refraktometra i turbidimetra (Cleaning Liquid) | RGN212909 | pakovanje | 50 ml | Dirui Industrial, Kina | Cleanind liquid za refraktometar i turbidimetar | 6325 | 20% | Vicor d.o.o. | 105-25/24 | 08.10.2024 | 08.10.2025
Reagensi, izuzev za transfuziju | 404-1-110/24-44 | 137 | Reagensi i potrošni materijal za aparate FUS 1000, FUS 2000, DIRUI | 18 | Kontrola specifične težine nivo 1 (Specific Gravity Control Level 1 ) | RGN212910 | pakovanje | 8 ml | Dirui Industrial, Kina | Specific gravity control L1 | 4715 | 20% | Vicor d.o.o. | 105-25/24 | 08.10.2024 | 08.10.2025
Reagensi, izuzev za transfuziju | 404-1-110/24-44 | 137 | Reagensi i potrošni materijal za aparate FUS 1000, FUS 2000, DIRUI | 19 | Kontrola specifične težine nivo 2 (Specific Gravity Control Level 2 ) | RGN212911 | pakovanje | 8 ml | Dirui Industrial, Kina | Specific gravity control L2 | 4715 | 20% | Vicor d.o.o. | 105-25/24 | 08.10.2024 | 08.10.2025
Reagensi, izuzev za transfuziju | 404-1-110/24-44 | 137 | Reagensi i potrošni materijal za aparate FUS 1000, FUS 2000, DIRUI | 20 | Kontrola specifične težine nivo 3 (Specific Gravity Control Level 3 ) | RGN212912 | pakovanje | 8 ml | Dirui Industrial, Kina | Specific gravity control L3 | 4715 | 20% | Vicor d.o.o. | 105-25/24 | 08.10.2024 | 08.10.2025
Reagensi, izuzev za transfuziju | 404-1-110/24-44 | 137 | Reagensi i potrošni materijal za aparate FUS 1000, FUS 2000, DIRUI | 21 | Kalibrator specifične težine (Specific Gravity Calibrator ) | RGN212913 | pakovanje | 8 ml | Dirui Industrial, Kina | Specific gravity calibrator | 5060 | 20% | Vicor d.o.o. | 105-25/24 | 08.10.2024 | 08.10.2025
Reagensi, izuzev za transfuziju | 404-1-110/24-44 | 137 | Reagensi i potrošni materijal za aparate FUS 1000, FUS 2000, DIRUI | 22 | Kontrolna boja - Crvena | RGN212914 | pakovanje | 8 ml | Dirui Industrial, Kina | Color control Red | 5750 | 20% | Vicor d.o.o. | 105-25/24 | 08.10.2024 | 08.10.2025
Reagensi, izuzev za transfuziju | 404-1-110/24-44 | 137 | Reagensi i potrošni materijal za aparate FUS 1000, FUS 2000, DIRUI | 23 | Kontrolna boje - Zelena | RGN212915 | pakovanje | 8 ml | Dirui Industrial, Kina | Color control green | 5750 | 20% | Vicor d.o.o. | 105-25/24 | 08.10.2024 | 08.10.2025
Reagensi, izuzev za transfuziju | 404-1-110/24-44 | 137 | Reagensi i potrošni materijal za aparate FUS 1000, FUS 2000, DIRUI | 24 | Kontrolna boje - Plave | RGN212916 | pakovanje | 8 ml | Dirui Industrial, Kina | Color control Blue | 5750 | 20% | Vicor d.o.o. | 105-25/24 | 08.10.2024 | 08.10.2025
Reagensi, izuzev za transfuziju | 404-1-110/24-44 | 137 | Reagensi i potrošni materijal za aparate FUS 1000, FUS 2000, DIRUI | 25 | Kontrola turbiditeta nivo 1 (Turbidity Control Level 1) | RGN212917 | pakovanje | 8 ml | Dirui Industrial, Kina | Turbidity control L1 | 7245 | 20% | Vicor d.o.o. | 105-25/24 | 08.10.2024 | 08.10.2025
Reagensi, izuzev za transfuziju | 404-1-110/24-44 | 137 | Reagensi i potrošni materijal za aparate FUS 1000, FUS 2000, DIRUI | 26 | Kontrola turbiditeta nivo 2 (Turbidity Control Level 1 ) | RGN212918 | pakovanje | 8 ml | Dirui Industrial, Kina | Turbidity control L2 | 7245 | 20% | Vicor d.o.o. | 105-25/24 | 08.10.2024 | 08.10.2025
Reagensi, izuzev za transfuziju | 404-1-110/24-44 | 137 | Reagensi i potrošni materijal za aparate FUS 1000, FUS 2000, DIRUI | 27 | Kalibracija turbiditeta (Turbidity Calibrator ) | RGN212919 | pakovanje | 8 ml | Dirui Industrial, Kina | Turbitidity calibrator | 7245 | 20% | Vicor d.o.o. | 105-25/24 | 08.10.2024 | 08.10.2025
Reagensi, izuzev za transfuziju | 404-1-110/24-44 | 137 | Reagensi i potrošni materijal za aparate FUS 1000, FUS 2000, DIRUI | 28 | Cleaning liquid II 500 ml | RGN230068 | pakovanje | 500 ml | Dirui Industrial, Kina | Cleaning liquid | 17825 | 20% | Vicor d.o.o. | 105-25/24 | 08.10.2024 | 08.10.2025
Reagensi, izuzev za transfuziju | 404-1-110/24-44 | 137 | Reagensi i potrošni materijal za aparate FUS 1000, FUS 2000, DIRUI | 29 | Plastične epruvete 16/100 | RGN232890 | pakovanje | 500 kom | Dirui Industrial, Kina | Plastične epruvete 16/100 | 5980 | 20% | Vicor d.o.o. | 105-25/24 | 08.10.2024 | 08.10.2025
Reagensi, izuzev za transfuziju | 404-1-110/24-44 | 138 | Reagensi i potrošni materijal za aparat FUS 100 H 800, DIRUI | 1 | Sheath rastvor 20L | RGN212920 | pakovanje | 20L | Dirui Industrial, Kina | Sheath 20L | 145475 | 20% | Vicor d.o.o. | 105-25/24 | 08.10.2024 | 08.10.2025
Reagensi, izuzev za transfuziju | 404-1-110/24-44 | 138 | Reagensi i potrošni materijal za aparat FUS 100 H 800, DIRUI | 2 | Sheath rastvor 10L | RGN212921 | pakovanje | 10L | Dirui Industrial, Kina | Sheath 10L | 72735 | 20% | Vicor d.o.o. | 105-25/24 | 08.10.2024 | 08.10.2025
Reagensi, izuzev za transfuziju | 404-1-110/24-44 | 138 | Reagensi i potrošni materijal za aparat FUS 100 H 800, DIRUI | 3 | Diluent | RGN212922 | pakovanje | 500 ml | Dirui Industrial, Kina | Diluent 500ml | 19835 | 20% | Vicor d.o.o. | 105-25/24 | 08.10.2024 | 08.10.2025
Reagensi, izuzev za transfuziju | 404-1-110/24-44 | 138 | Reagensi i potrošni materijal za aparat FUS 100 H 800, DIRUI | 4 | FUS Urine sediment deterdžent | RGN212923 | pakovanje | 500 ml | Dirui Industrial, Kina | Fus Urine sediment detergent | 20700 | 20% | Vicor d.o.o. | 105-25/24 | 08.10.2024 | 08.10.2025
Reagensi, izuzev za transfuziju | 404-1-110/24-44 | 138 | Reagensi i potrošni materijal za aparat FUS 100 H 800, DIRUI | 5 | FUS Pozitivna kontrola (Positive control) | RGN212924 | pakovanje | 125 ml | Dirui Industrial, Kina | FUS Positive control | 28520 | 20% | Vicor d.o.o. | 105-25/24 | 08.10.2024 | 08.10.2025
Reagensi, izuzev za transfuziju | 404-1-110/24-44 | 138 | Reagensi i potrošni materijal za aparat FUS 100 H 800, DIRUI | 6 | FUS Negativna kontrola (Negative control) | RGN212925 | pakovanje | 125 ml | Dirui Industrial, Kina | FUS Negative control | 28520 | 20% | Vicor d.o.o. | 105-25/24 | 08.10.2024 | 08.10.2025
Reagensi, izuzev za transfuziju | 404-1-110/24-44 | 138 | Reagensi i potrošni materijal za aparat FUS 100 H 800, DIRUI | 7 | Rastvor za fokusiranje (Focus) | RGN212926 | pakovanje | 125 ml | Dirui Industrial, Kina | Focus | 28520 | 20% | Vicor d.o.o. | 105-25/24 | 08.10.2024 | 08.10.2025
Reagensi, izuzev za transfuziju | 404-1-110/24-44 | 138 | Reagensi i potrošni materijal za aparat FUS 100 H 800, DIRUI | 8 | Standardni rastvor (Standard solution ) | RGN212927 | pakovanje | 125 ml | Dirui Industrial, Kina | Standard solution | 28520 | 20% | Vicor d.o.o. | 105-25/24 | 08.10.2024 | 08.10.2025
Reagensi, izuzev za transfuziju | 404-1-110/24-44 | 138 | Reagensi i potrošni materijal za aparat FUS 100 H 800, DIRUI | 9 | H11-800 Urin test trake (a100 komad) | RGN212928 | pakovanje | 100 komada | Dirui Industrial, Kina | Dirui H11-800 | 2470 | 20% | Vicor d.o.o. | 105-25/24 | 08.10.2024 | 08.10.2025
Reagensi, izuzev za transfuziju | 404-1-110/24-44 | 138 | Reagensi i potrošni materijal za aparat FUS 100 H 800, DIRUI | 10 | Pozitivna kontrola za hemiju (QC Positive control) | RGN212929 | pakovanje | 8 ml | Dirui Industrial, Kina | Urinalysis control Positive | 8165 | 20% | Vicor d.o.o. | 105-25/24 | 08.10.2024 | 08.10.2025
Reagensi, izuzev za transfuziju | 404-1-110/24-44 | 138 | Reagensi i potrošni materijal za aparat FUS 100 H 800, DIRUI | 11 | Negativna kontrola za hemiju (QC Negative control) | RGN212930 | pakovanje | 8 ml | Dirui Industrial, Kina | Urinalysis control Negative | 8165 | 20% | Vicor d.o.o. | 105-25/24 | 08.10.2024 | 08.10.2025
Reagensi, izuzev za transfuziju | 404-1-110/24-44 | 138 | Reagensi i potrošni materijal za aparat FUS 100 H 800, DIRUI | 12 | Rastvor za održavanje refraktometra i turbidimetra (Cleaning Liquid) | RGN212931 | pakovanje | 200 ml | Dirui Industrial, Kina | Cleanind liq za refraktometar i turbidimetar | 18975 | 20% | Vicor d.o.o. | 105-25/24 | 08.10.2024 | 08.10.2025
Reagensi, izuzev za transfuziju | 404-1-110/24-44 | 138 | Reagensi i potrošni materijal za aparat FUS 100 H 800, DIRUI | 13 | Kontrola specifične težine nivo 1 (Specific Gravity Control Level 1 ) | RGN212932 | pakovanje | 8 ml | Dirui Industrial, Kina | Specific gravity control L1 | 4600 | 20% | Vicor d.o.o. | 105-25/24 | 08.10.2024 | 08.10.2025
Reagensi, izuzev za transfuziju | 404-1-110/24-44 | 138 | Reagensi i potrošni materijal za aparat FUS 100 H 800, DIRUI | 14 | Kontrola specifične težine nivo 2 (Specific Gravity Control Level 2 ) | RGN212933 | pakovanje | 8 ml | Dirui Industrial, Kina | Specific gravity control L2 | 4600 | 20% | Vicor d.o.o. | 105-25/24 | 08.10.2024 | 08.10.2025
Reagensi, izuzev za transfuziju | 404-1-110/24-44 | 138 | Reagensi i potrošni materijal za aparat FUS 100 H 800, DIRUI | 15 | Kontrola specifične težine nivo 3 (Specific Gravity Control Level 3 ) | RGN212934 | pakovanje | 8 ml | Dirui Industrial, Kina | Specific gravity control L3 | 4600 | 20% | Vicor d.o.o. | 105-25/24 | 08.10.2024 | 08.10.2025
Reagensi, izuzev za transfuziju | 404-1-110/24-44 | 138 | Reagensi i potrošni materijal za aparat FUS 100 H 800, DIRUI | 16 | Kalibrator specifične težine (Specific Gravity Calibrator ) | RGN212935 | pakovanje | 8 ml | Dirui Industrial, Kina | Specific gravity calibrator | 5175 | 20% | Vicor d.o.o. | 105-25/24 | 08.10.2024 | 08.10.2025
Reagensi, izuzev za transfuziju | 404-1-110/24-44 | 138 | Reagensi i potrošni materijal za aparat FUS 100 H 800, DIRUI | 17 | Kontrolna boja - Crvena | RGN212936 | pakovanje | 8 ml | Dirui Industrial, Kina | Color control Red | 5750 | 20% | Vicor d.o.o. | 105-25/24 | 08.10.2024 | 08.10.2025
Reagensi, izuzev za transfuziju | 404-1-110/24-44 | 138 | Reagensi i potrošni materijal za aparat FUS 100 H 800, DIRUI | 18 | Kontrolna boje - Zelena | RGN212937 | pakovanje | 8 ml | Dirui Industrial, Kina | Color control green | 5750 | 20% | Vicor d.o.o. | 105-25/24 | 08.10.2024 | 08.10.2025
Reagensi, izuzev za transfuziju | 404-1-110/24-44 | 138 | Reagensi i potrošni materijal za aparat FUS 100 H 800, DIRUI | 19 | Kontrolna boje - Plave | RGN212938 | pakovanje | 8 ml | Dirui Industrial, Kina | Color control Blue | 5750 | 20% | Vicor d.o.o. | 105-25/24 | 08.10.2024 | 08.10.2025
Reagensi, izuzev za transfuziju | 404-1-110/24-44 | 138 | Reagensi i potrošni materijal za aparat FUS 100 H 800, DIRUI | 20 | Kontrola turbiditeta nivo 1 (Turbidity Control Level 1) | RGN212939 | pakovanje | 8 ml | Dirui Industrial, Kina | Turbidity control L1 | 7245 | 20% | Vicor d.o.o. | 105-25/24 | 08.10.2024 | 08.10.2025
Reagensi, izuzev za transfuziju | 404-1-110/24-44 | 138 | Reagensi i potrošni materijal za aparat FUS 100 H 800, DIRUI | 21 | Kontrola turbiditeta nivo 2 (Turbidity Control Level 1 ) | RGN212940 | pakovanje | 8 ml | Dirui Industrial, Kina | Turbidity control L2 | 7245 | 20% | Vicor d.o.o. | 105-25/24 | 08.10.2024 | 08.10.2025
Reagensi, izuzev za transfuziju | 404-1-110/24-44 | 138 | Reagensi i potrošni materijal za aparat FUS 100 H 800, DIRUI | 22 | Kalibracija turbiditeta (Turbidity Calibrator ) | RGN212941 | pakovanje | 8 ml | Dirui Industrial, Kina | Turbitidity calibrator | 7245 | 20% | Vicor d.o.o. | 105-25/24 | 08.10.2024 | 08.10.2025
Reagensi, izuzev za transfuziju | 404-1-110/24-44 | 138 | Reagensi i potrošni materijal za aparat FUS 100 H 800, DIRUI | 23 | Cleaning liquid 200 ml | RGN232891 | pakovanje | 200 ml | Dirui Industrial, Kina | Cleaning liquid | 7130 | 20% | Vicor d.o.o. | 105-25/24 | 08.10.2024 | 08.10.2025
Reagensi, izuzev za transfuziju | 404-1-110/24-44 | 138 | Reagensi i potrošni materijal za aparat FUS 100 H 800, DIRUI | 24 | Plastične epruvete 16/100 | RGN233749 | pakovanje | 500 kom | Dirui Industrial, Kina | Plastične epruvete 16/100 | 5980 | 20% | Vicor d.o.o. | 105-25/24 | 08.10.2024 | 08.10.2025
Reagensi, izuzev za transfuziju | 404-1-110/24-44 | 139 | Reagensi i potrošni materijal za URISED, LABUMAT, URISED MINI Doc U READERLAB Pro/LabUReader Plus 2 | 1 | Labstrips U11 | RGN212942 | pakovanje | 150 komad | 77 Elektronika Muszeripari Kft., Mađarska | LabStrip U11 Plus Urine Test Strip | 3330 | 20% | Euromedicina d.o.o. | 105-8/24 | 08.10.2024 | 08.10.2025
Reagensi, izuzev za transfuziju | 404-1-110/24-44 | 139 | Reagensi i potrošni materijal za URISED, LABUMAT, URISED MINI Doc U READERLAB Pro/LabUReader Plus 2 | 2 | Cuvettes for Urised | RGN212943 | pakovanje | 600 komad | 77 Elektronika Muszeripari Kft., Mađarska | Cuvettes for Urised urine sediment analyzer | 66805 | 20% | Euromedicina d.o.o. | 105-8/24 | 08.10.2024 | 08.10.2025
Reagensi, izuzev za transfuziju | 404-1-110/24-44 | 139 | Reagensi i potrošni materijal za URISED, LABUMAT, URISED MINI Doc U READERLAB Pro/LabUReader Plus 2 | 3 | Test tube 12 ml | RGN212944 | pakovanje | 100 komada | 77 Elektronika Muszeripari Kft., Mađarska | Test Tube for Urised Urine Sediment Analyzers | 800 | 20% | Euromedicina d.o.o. | 105-8/24 | 08.10.2024 | 08.10.2025
Reagensi, izuzev za transfuziju | 404-1-110/24-44 | 139 | Reagensi i potrošni materijal za URISED, LABUMAT, URISED MINI Doc U READERLAB Pro/LabUReader Plus 2 | 4 | Labstrips U11 Plus GL | RGN212945 | pakovanje | 150 komad | 77 Elektronika Muszeripari Kft., Mađarska | LabStrip U11 Plus GL Urine Test Strip | 3330 | 20% | Euromedicina d.o.o. | 105-8/24 | 08.10.2024 | 08.10.2025
Reagensi, izuzev za transfuziju | 404-1-110/24-44 | 139 | Reagensi i potrošni materijal za URISED, LABUMAT, URISED MINI Doc U READERLAB Pro/LabUReader Plus 2 | 5 | MAS UA DIP Tube Control | RGN212946 | pakovanje | 10x12 ml | Microgenics Corporation, SAD | MAS UA DIP Tube Multi-Pack | 40250 | 20% | Euromedicina d.o.o. | 105-8/24 | 08.10.2024 | 08.10.2025
Reagensi, izuzev za transfuziju | 404-1-110/24-44 | 139 | Reagensi i potrošni materijal za URISED, LABUMAT, URISED MINI Doc U READERLAB Pro/LabUReader Plus 2 | 6 | Maintenance kit Labumat/Labumat 2 | RGN232892 | pakovanje | 1 | 77 Elektronika Muszeripari Kft., Mađarska | Maintenance kit Labumat/Labumat 2 | 139840 | 20% | Euromedicina d.o.o. | 105-8/24 | 08.10.2024 | 08.10.2025
Reagensi, izuzev za transfuziju | 404-1-110/24-44 | 139 | Reagensi i potrošni materijal za URISED, LABUMAT, URISED MINI Doc U READERLAB Pro/LabUReader Plus 2 | 7 | Maintenance Kit Urised/Urised 2/Urised 3 PRO | RGN232893 | pakovanje | 1 | 77 Elektronika Muszeripari Kft., Mađarska | Maintenance Kit Urised/Urised 2/Urised 3 PRO | 32800 | 20% | Euromedicina d.o.o. | 105-8/24 | 08.10.2024 | 08.10.2025
Reagensi, izuzev za transfuziju | 404-1-110/24-44 | 140 | Reagensi i potrošni materijal za MINDRAY EH 2050B PLUS | 1 | REAGENS A | RGN212950 | komad | 5L | Suzhou Mindray Scientific Co., Ltd. | EH-20 Series Fully Automatic Urinary Sediment Analysis System REAGENT A | 26450 | 20% | Labteh d.o.o. | 105-13/24 | 08.10.2024 | 08.10.2025
Reagensi, izuzev za transfuziju | 404-1-110/24-44 | 140 | Reagensi i potrošni materijal za MINDRAY EH 2050B PLUS | 2 | REAGENS B | RGN212951 | komad | 5L | Suzhou Mindray Scientific Co., Ltd. | EH-20 Series Fully Automatic Urinary Sediment Analysis System REAGENT B | 26450 | 20% | Labteh d.o.o. | 105-13/24 | 08.10.2024 | 08.10.2025
Reagensi, izuzev za transfuziju | 404-1-110/24-44 | 140 | Reagensi i potrošni materijal za MINDRAY EH 2050B PLUS | 3 | DETERGENT C | RGN220800 | komad | 17ml | Shenzhen Mindray Bio-Medical Electronics Co., Ltd. | DETERGENT C | 2242.5 | 20% | Labteh d.o.o. | 105-13/24 | 08.10.2024 | 08.10.2025
Reagensi, izuzev za transfuziju | 404-1-110/24-44 | 140 | Reagensi i potrošni materijal za MINDRAY EH 2050B PLUS | 4 | TRAKICE ZA URIN | RGN212953 | pakovanje | 100 komad | Suzhou Mindray Scientific Co., Ltd. | U-11 Urinalysis Reagent Strips | 1840 | 20% | Labteh d.o.o. | 105-13/24 | 08.10.2024 | 08.10.2025
Reagensi, izuzev za transfuziju | 404-1-110/24-44 | 141 | Reagensi i potrošni materijal za Urinski čitač traka CYBOW 300 | 1 | CYBOW 10 M | RGN212954 | pakovanje | 150traka | DFI | CYBOW 10M (a150) | 1095.05 | 20% | Promedia d.o.o. | 105-21/24 | 08.10.2024 | 08.10.2025
Reagensi, izuzev za transfuziju | 404-1-110/24-44 | 141 | Reagensi i potrošni materijal za Urinski čitač traka CYBOW 300 | 2 | CYBOW 2GK | RGN212955 | pakovanje | 100 traka | DFI | CYBOW 2GK (a100) | 354.53 | 20% | Promedia d.o.o. | 105-21/24 | 08.10.2024 | 08.10.2025
Reagensi, izuzev za transfuziju | 404-1-110/24-44 | 142 | Reagensi i potrošni materijal za Nua 500 urin čitač | 1 | Nua 500 urin trake, 10 parametara | RGN212956 | pakovanje | 100 komadа | NeoMedica doo, Niš | NEOCHECK 10 | 1166 | 20% | Neomedica d.o.o. | 105-19/24 | 08.10.2024 | 08.10.2025
Reagensi, izuzev za transfuziju | 404-1-110/24-44 | 142 | Reagensi i potrošni materijal za Nua 500 urin čitač | 2 | Nua 500 urin trake, 11 parametara | RGN232894 | pakovanje | 100 komadа | NeoMedica doo, Niš | NEOCHECK 11 | 1338 | 20% | Neomedica d.o.o. | 105-19/24 | 08.10.2024 | 08.10.2025
Reagensi, izuzev za transfuziju | 404-1-110/24-44 | 143 | Reagensi i potrošni materijal za CombiScan 500 | 1 | CombiScreen 11SYS PLUS | RGN212957 | pakovanje | 150 komada | Analyticon Biotechnologies GmbH | CombiScreen 11SYS PLUS | 2550 | 20% | Beohem-3 d.o.o. | 105-3/24 | 08.10.2024 | 08.10.2025
Reagensi, izuzev za transfuziju | 404-1-110/24-44 | 143 | Reagensi i potrošni materijal za CombiScan 500 | 2 | CombiScreen Dip Check | RGN212958 | pakovanje | 2X15ml | Analyticon Biotechnologies GmbH | CombiScreen Dip Check | 16873 | 20% | Beohem-3 d.o.o. | 105-3/24 | 08.10.2024 | 08.10.2025
Reagensi, izuzev za transfuziju | 404-1-110/24-44 | 144 | Reagensi i potrošni materijal za Cobas 6500 (moduli u601, u701), Urinski analizator | 1 | Cobas u pack | RGN212959 | pakovanje | 400 test tračica u pakovanju | Roche Diagnostics | cobas u pack (400 strips) | 13882.8 | 20% | Adoc d.o.o. | 105-1/24 | 08.10.2024 | 08.10.2025
Reagensi, izuzev za transfuziju | 404-1-110/24-44 | 144 | Reagensi i potrošni materijal za Cobas 6500 (moduli u601, u701), Urinski analizator | 2 | Cobas u cuvette | RGN212960 | pakovanje | 400 kiveta u pakovanju | Roche Diagnostics | cobas u cuvette (400 pc) | 33557 | 20% | Adoc d.o.o. | 105-1/24 | 08.10.2024 | 08.10.2025
Reagensi, izuzev za transfuziju | 404-1-110/24-44 | 144 | Reagensi i potrošni materijal za Cobas 6500 (moduli u601, u701), Urinski analizator | 3 | Cobas u calibration strip | RGN212961 | pakovanje | 25 kalibracionih tračica u bočici | Roche Diagnostics | cobas U Calibration Strip, 25 Str. | 4628.7 | 20% | Adoc d.o.o. | 105-1/24 | 08.10.2024 | 08.10.2025
Reagensi, izuzev za transfuziju | 404-1-110/24-44 | 144 | Reagensi i potrošni materijal za Cobas 6500 (moduli u601, u701), Urinski analizator | 4 | Waste Box Carton | RGN212962 | pakovanje | 30 komada u pakovanju | Roche Diagnostics | Waste Box Carton | 4860.3 | 20% | Adoc d.o.o. | 105-1/24 | 08.10.2024 | 08.10.2025
Reagensi, izuzev za transfuziju | 404-1-110/24-44 | 144 | Reagensi i potrošni materijal za Cobas 6500 (moduli u601, u701), Urinski analizator | 5 | Sample probe cobas u 601 | RGN212963 | pakovanje | 1 komad u pakovanju | Roche Diagnostics | Sample probe cobas u 601 | 26615.3 | 20% | Adoc d.o.o. | 105-1/24 | 08.10.2024 | 08.10.2025
Reagensi, izuzev za transfuziju | 404-1-110/24-44 | 144 | Reagensi i potrošni materijal za Cobas 6500 (moduli u601, u701), Urinski analizator | 6 | Sample probe cobas u 701 | RGN212964 | pakovanje | 1 komad u pakovanju | Roche Diagnostics | Sample probe cobas u 701 | 26615.3 | 20% | Adoc d.o.o. | 105-1/24 | 08.10.2024 | 08.10.2025
Reagensi, izuzev za transfuziju | 404-1-110/24-44 | 144 | Reagensi i potrošni materijal za Cobas 6500 (moduli u601, u701), Urinski analizator | 7 | Reference Plate cobas u 601 | RGN212965 | pakovanje | 1 komad u pakovanju | Roche Diagnostics | REFERENCE PLATE | 2777.2 | 20% | Adoc d.o.o. | 105-1/24 | 08.10.2024 | 08.10.2025
Reagensi, izuzev za transfuziju | 404-1-110/24-44 | 144 | Reagensi i potrošni materijal za Cobas 6500 (moduli u601, u701), Urinski analizator | 8 | Reference cuvette cobas u 701 | RGN212966 | pakovanje | 1 komad u pakovanju | Roche Diagnostics | Reference cuvette cobas u 701 | 18515 | 20% | Adoc d.o.o. | 105-1/24 | 08.10.2024 | 08.10.2025
Reagensi, izuzev za transfuziju | 404-1-110/24-44 | 144 | Reagensi i potrošni materijal za Cobas 6500 (moduli u601, u701), Urinski analizator | 9 | Water Container | RGN212967 | pakovanje | 1 komad u pakovanju | Roche Diagnostics | Water Container | 36574.3 | 20% | Adoc d.o.o. | 105-1/24 | 08.10.2024 | 08.10.2025
Reagensi, izuzev za transfuziju | 404-1-110/24-44 | 144 | Reagensi i potrošni materijal za Cobas 6500 (moduli u601, u701), Urinski analizator | 10 | Liquid Waste Container | RGN212968 | pakovanje | 1 komad u pakovanju | Roche Diagnostics | Liquid Waste Container | 35409.9 | 20% | Adoc d.o.o. | 105-1/24 | 08.10.2024 | 08.10.2025
Reagensi, izuzev za transfuziju | 404-1-110/24-44 | 144 | Reagensi i potrošni materijal za Cobas 6500 (moduli u601, u701), Urinski analizator | 11 | DEPROTEINIZER, 125 ML | RGN212969 | pakovanje | 125ml | Roche Diagnostics | DEPROTEINIZER, 125 ML | 3166.8 | 20% | Adoc d.o.o. | 105-1/24 | 08.10.2024 | 08.10.2025
Reagensi, izuzev za transfuziju | 404-1-110/24-44 | 145 | Reagensi i potrošni materijal za Sysmex UC3500+UF4000 - Urinski analizator I Sysmex UF 500i | 1 | UF-CELLSHEATH (20 L) | RGN212970 | pakovanje | 20 L | Sysmex Corporation Japan | UF-CELLSHEATH 20 L | 26640 | 20% | Yunycom d.o.o. | 105-26/24 | 08.10.2024 | 08.10.2025
Reagensi, izuzev za transfuziju | 404-1-110/24-44 | 145 | Reagensi i potrošni materijal za Sysmex UC3500+UF4000 - Urinski analizator I Sysmex UF 500i | 2 | UF-CELLPACK SF (2 x 2,1 L) | RGN212971 | pakovanje | 2 x 2,1 L | Sysmex Corporation Japan | UF-CELLPACK SF 2x2,1L | 22200 | 20% | Yunycom d.o.o. | 105-26/24 | 08.10.2024 | 08.10.2025
Reagensi, izuzev za transfuziju | 404-1-110/24-44 | 145 | Reagensi i potrošni materijal za Sysmex UC3500+UF4000 - Urinski analizator I Sysmex UF 500i | 3 | UF-CELLPACK CR (2 x 2,1 L) | RGN212972 | pakovanje | 2 x 2,1 L | Sysmex Corporation Japan | UF-CELLPACK CR 2x2,1L | 22200 | 20% | Yunycom d.o.o. | 105-26/24 | 08.10.2024 | 08.10.2025
Reagensi, izuzev za transfuziju | 404-1-110/24-44 | 145 | Reagensi i potrošni materijal za Sysmex UC3500+UF4000 - Urinski analizator I Sysmex UF 500i | 4 | UF-Fluorocell SF (2 x 29 ml) | RGN212973 | pakovanje | 2 x 29 ml | Sysmex Corporation Japan | UF-FLUOROCELL SF 2x 29ml | 33300 | 20% | Yunycom d.o.o. | 105-26/24 | 08.10.2024 | 08.10.2025
Reagensi, izuzev za transfuziju | 404-1-110/24-44 | 145 | Reagensi i potrošni materijal za Sysmex UC3500+UF4000 - Urinski analizator I Sysmex UF 500i | 5 | UF-Fluorocell CR (2 x 29 ml) | RGN212974 | pakovanje | 2 x 29 ml | Sysmex Corporation Japan | UF-FLUOROCELL CR 2x29ml | 33300 | 20% | Yunycom d.o.o. | 105-26/24 | 08.10.2024 | 08.10.2025
Reagensi, izuzev za transfuziju | 404-1-110/24-44 | 145 | Reagensi i potrošni materijal za Sysmex UC3500+UF4000 - Urinski analizator I Sysmex UF 500i | 6 | Cellcelan U (50 ml) | RGN212975 | pakovanje | 50 ml | Sysmex Corporation Japan | CELLCLEAN U 50ML | 13320 | 20% | Yunycom d.o.o. | 105-26/24 | 08.10.2024 | 08.10.2025
Reagensi, izuzev za transfuziju | 404-1-110/24-44 | 145 | Reagensi i potrošni materijal za Sysmex UC3500+UF4000 - Urinski analizator I Sysmex UF 500i | 7 | Meditape UC-9A (10 x 100 strips) | RGN212976 | pakovanje | 10 x 100 traka | Sysmex Corporation Japan | MEDITAPE UC-9A (1000 PCS) | 48870 | 20% | Yunycom d.o.o. | 105-26/24 | 08.10.2024 | 08.10.2025
Reagensi, izuzev za transfuziju | 404-1-110/24-44 | 145 | Reagensi i potrošni materijal za Sysmex UC3500+UF4000 - Urinski analizator I Sysmex UF 500i | 8 | sG Calibrator (5 x 3 levels a 10 ml) | RGN212977 | pakovanje | 5 x 3 levels a 10 ml | Sysmex Corporation Japan | SG CALIBRATOR 5x (3LEVEL x 10ML) | 45430 | 20% | Yunycom d.o.o. | 105-26/24 | 08.10.2024 | 08.10.2025
Reagensi, izuzev za transfuziju | 404-1-110/24-44 | 145 | Reagensi i potrošni materijal za Sysmex UC3500+UF4000 - Urinski analizator I Sysmex UF 500i | 9 | UF-Control (2 levels a 30 ml) | RGN212978 | pakovanje | 2 levels a 30 ml | Sysmex Corporation Japan | UF-CONTROL 2X30ML | 48680 | 20% | Yunycom d.o.o. | 105-26/24 | 08.10.2024 | 08.10.2025
Reagensi, izuzev za transfuziju | 404-1-110/24-44 | 145 | Reagensi i potrošni materijal za Sysmex UC3500+UF4000 - Urinski analizator I Sysmex UF 500i | 10 | UC-Control (3 x 2 levels a 10 ml) | RGN212979 | pakovanje | 3 x 2 levels a 10 ml | Sysmex Corporation Japan | UC-CONTROL 3X2X10ML | 64900 | 20% | Yunycom d.o.o. | 105-26/24 | 08.10.2024 | 08.10.2025
Reagensi, izuzev za transfuziju | 404-1-110/24-44 | 145 | Reagensi i potrošni materijal za Sysmex UC3500+UF4000 - Urinski analizator I Sysmex UF 500i | 11 | UF-CALIBRATOR 30ML | RGN212980 | pakovanje | 30 ml | Sysmex Corporation Japan | UF-CALIBRATOR 30ML | 48070 | 20% | Yunycom d.o.o. | 105-26/24 | 08.10.2024 | 08.10.2025
Reagensi, izuzev za transfuziju | 404-1-110/24-44 | 145 | Reagensi i potrošni materijal za Sysmex UC3500+UF4000 - Urinski analizator I Sysmex UF 500i | 12 | SAMPLE CUP CONICAL 4 ML (100 pcs) | RGN212981 | pakovanje | 100 komad | Sysmex Corporation Japan | SAMPLE CUP CONICAL 4 ML (100 pcs) | 2640 | 20% | Yunycom d.o.o. | 105-26/24 | 08.10.2024 | 08.10.2025
Reagensi, izuzev za transfuziju | 404-1-110/24-44 | 145 | Reagensi i potrošni materijal za Sysmex UC3500+UF4000 - Urinski analizator I Sysmex UF 500i | 13 | Meditape UC-11A (10 x 100 strips) | RGN232895 | pakovanje | 10 x 100 | Sysmex Corporation Japan | MEDITAPE UC-11A (1000 PCS) | 52800 | 20% | Yunycom d.o.o. | 105-26/24 | 08.10.2024 | 08.10.2025
Reagensi, izuzev za transfuziju | 404-1-110/24-44 | 146 | Reagensi i potrosni materijal za Uriscan PRO II | 1 | Trake Uriscan Pro gen 10 par | RGN212988 | pakovanje | 100 | YD Diagnostics | URISCAN 10 SGL strip | 1784.2 | 20% | Primax d.o.o. | 105-20/24 | 08.10.2024 | 08.10.2025
Reagensi, izuzev za transfuziju | 404-1-110/24-44 | 146 | Reagensi i potrosni materijal za Uriscan PRO II | 2 | Trake Uriscan Pro glu-ket | RGN212989 | pakovanje | 50 | YD Diagnostics | URISCAN 2 Gluketo strip | 325.65 | 10% | Primax d.o.o. | 105-20/24 | 08.10.2024 | 08.10.2025
Reagensi, izuzev za transfuziju | 404-1-110/24-44 | 147 | Reagensi i potrošni materijal za fizičko hemijski pregled urina sa mikroalbuminom | 1 | Test trake za analizu urina- minimum 11 analiza ( 10 plus mikroalbumun) | RGN232896 | komad | komad | Dirui Industrial, Kina | Test trake za analizu urina- minimum 11 analiza ( 10 plus mikroalbumun) | 11 | 20% | Vicor d.o.o. | 105-25/24 | 08.10.2024 | 08.10.2025
Reagensi, izuzev za transfuziju | 404-1-110/24-44 | 148 | Urin trake sa 11 parametara za urin čitač PKL PPC 100 | 1 | Urin 11P | RGN212994 | pakovanje | 100 test | PARAMEDICAL srl Italy | Urin-11P strisce per urina 11 parametri/urine strips 11 parameters | 3600 | 20% | Mediaktiva d.o.o. | 105-17/24 | 08.10.2024 | 08.10.2025
Reagensi, izuzev za transfuziju | 404-1-110/24-44 | 149 | Reagensi i potrošni materijal za urinski analizator model AI-Libre Urinalysis System US-1680 / URIT 1000Plus / URIT 500B proizvođača URIT | 1 | Sheath for Urine Analyzer S11 | RGN220801 | pakovanje | 20L | Urit Medical Electronic Co., Ltd. | Sheath for Urine Analyzer S11 | 25000 | 20% | Elta 90 MS d.o.o. | 105-7/24 | 08.10.2024 | 08.10.2025
Reagensi, izuzev za transfuziju | 404-1-110/24-44 | 149 | Reagensi i potrošni materijal za urinski analizator model AI-Libre Urinalysis System US-1680 / URIT 1000Plus / URIT 500B proizvođača URIT | 2 | Detergent D16 | RGN220802 | pakovanje | 35ml | Urit Medical Electronic Co., Ltd. | Detergent D16 | 25000 | 20% | Elta 90 MS d.o.o. | 105-7/24 | 08.10.2024 | 08.10.2025
Reagensi, izuzev za transfuziju | 404-1-110/24-44 | 149 | Reagensi i potrošni materijal za urinski analizator model AI-Libre Urinalysis System US-1680 / URIT 1000Plus / URIT 500B proizvođača URIT | 3 | Urine Reagent Strips URIT 14FA | RGN220803 | pakovanje | 100 traka u kutiji | Urit Medical Electronic Co., Ltd. | Urine Reagent Strips URIT 14FA | 5900 | 20% | Elta 90 MS d.o.o. | 105-7/24 | 08.10.2024 | 08.10.2025
Reagensi, izuzev za transfuziju | 404-1-110/24-44 | 149 | Reagensi i potrošni materijal za urinski analizator model AI-Libre Urinalysis System US-1680 / URIT 1000Plus / URIT 500B proizvođača URIT | 4 | Urinalysis Control UQ14 | RGN232897 | pakovanje | 3 x 8 ml | Urit Medical Electronic Co., Ltd. | Urinalysis Control UQ14 | 7700 | 20% | Elta 90 MS d.o.o. | 105-7/24 | 08.10.2024 | 08.10.2025
Reagensi, izuzev za transfuziju | 404-1-110/24-44 | 149 | Reagensi i potrošni materijal za urinski analizator model AI-Libre Urinalysis System US-1680 / URIT 1000Plus / URIT 500B proizvođača URIT | 5 | Control Material for Urine Sediment Analyzer QC22 | RGN232898 | pakovanje | 3 x 8 ml | Urit Medical Electronic Co., Ltd. | Control Material for Urine Sediment Analyzer QC22 | 9000 | 20% | Elta 90 MS d.o.o. | 105-7/24 | 08.10.2024 | 08.10.2025
Reagensi, izuzev za transfuziju | 404-1-110/24-44 | 149 | Reagensi i potrošni materijal za urinski analizator model AI-Libre Urinalysis System US-1680 / URIT 1000Plus / URIT 500B proizvođača URIT | 6 | Calibrator for Urine Sediment Analyzer CA21 | RGN220806 | pakovanje | 8ml | Urit Medical Electronic Co., Ltd. | Calibrator for Urine Sediment Analyzer CA21 | 4000 | 20% | Elta 90 MS d.o.o. | 105-7/24 | 08.10.2024 | 08.10.2025
Reagensi, izuzev za transfuziju | 404-1-110/24-44 | 149 | Reagensi i potrošni materijal za urinski analizator model AI-Libre Urinalysis System US-1680 / URIT 1000Plus / URIT 500B proizvođača URIT | 7 | Calibrator Solution For Urine Analyzer URIT YC 2ST | RGN217328 | pakovanje | 8ml | Urit Medical Electronic Co., Ltd. | Calibrator Solution For Urine Analyzer URIT YC 2ST | 11150 | 20% | Elta 90 MS d.o.o. | 105-7/24 | 08.10.2024 | 08.10.2025
Reagensi, izuzev za transfuziju | 404-1-110/24-44 | 149 | Reagensi i potrošni materijal za urinski analizator model AI-Libre Urinalysis System US-1680 / URIT 1000Plus / URIT 500B proizvođača URIT | 8 | Focusing Fluid for Urine Sediment Analyzer URIT FC23 | RGN220809 | pakovanje | 8ml | Urit Medical Electronic Co., Ltd. | Focusing Fluid for Urine Sediment Analyzer URIT FC23 | 14000 | 20% | Elta 90 MS d.o.o. | 105-7/24 | 08.10.2024 | 08.10.2025
Reagensi, izuzev za transfuziju | 404-1-110/24-44 | 149 | Reagensi i potrošni materijal za urinski analizator model AI-Libre Urinalysis System US-1680 / URIT 1000Plus / URIT 500B proizvođača URIT | 9 | Focusing Fluid for Urine Sediment Analyzer URIT FC24 | RGN241716 | pakovanje | 4x8ml | Urit Medical Electronic Co., Ltd. | Focusing Fluid for Urine Sediment Analyzer URIT FC23 | 16000 | 20% | Elta 90 MS d.o.o. | 105-7/24 | 08.10.2024 | 08.10.2025
Reagensi, izuzev za transfuziju | 404-1-110/24-44 | 149 | Reagensi i potrošni materijal za urinski analizator model AI-Libre Urinalysis System US-1680 / URIT 1000Plus / URIT 500B proizvođača URIT | 10 | Quality Control Solution For Urine Analyzer URIT YQ 3STC | RGN217329 | pakovanje | 8ml | Urit Medical Electronic Co., Ltd. | Quality Control Solution For Urine Analyzer URIT YQ 3STC | 24300 | 20% | Elta 90 MS d.o.o. | 105-7/24 | 08.10.2024 | 08.10.2025
Reagensi, izuzev za transfuziju | 404-1-110/24-44 | 149 | Reagensi i potrošni materijal za urinski analizator model AI-Libre Urinalysis System US-1680 / URIT 1000Plus / URIT 500B proizvođača URIT | 11 | URIT D 11 Detergent A | RGN220810 | pakovanje | 5L | Urit Medical Electronic Co., Ltd. | URIT D 11 Detergent A | 18300 | 20% | Elta 90 MS d.o.o. | 105-7/24 | 08.10.2024 | 08.10.2025
Reagensi, izuzev za transfuziju | 404-1-110/24-44 | 149 | Reagensi i potrošni materijal za urinski analizator model AI-Libre Urinalysis System US-1680 / URIT 1000Plus / URIT 500B proizvođača URIT | 12 | URIT D 13 Detergent B | RGN220811 | pakovanje | 500ml | Urit Medical Electronic Co., Ltd. | URIT D 13 Detergent B | 13300 | 20% | Elta 90 MS d.o.o. | 105-7/24 | 08.10.2024 | 08.10.2025
Reagensi, izuzev za transfuziju | 404-1-110/24-44 | 149 | Reagensi i potrošni materijal za urinski analizator model AI-Libre Urinalysis System US-1680 / URIT 1000Plus / URIT 500B proizvođača URIT | 13 | URIT D 14 Detergent C | RGN220812 | pakovanje | 100ml | Urit Medical Electronic Co., Ltd. | URIT D 14 Detergent C | 19000 | 20% | Elta 90 MS d.o.o. | 105-7/24 | 08.10.2024 | 08.10.2025
Reagensi, izuzev za transfuziju | 404-1-110/24-44 | 149 | Reagensi i potrošni materijal za urinski analizator model AI-Libre Urinalysis System US-1680 / URIT 1000Plus / URIT 500B proizvođača URIT | 14 | Urine Reagent Strips URIT 14G | RGN220813 | pakovanje | 100 traka u kutiji | Urit Medical Electronic Co., Ltd. | Urine Reagent Strips URIT 14G | 3200 | 20% | Elta 90 MS d.o.o. | 105-7/24 | 08.10.2024 | 08.10.2025
Reagensi, izuzev za transfuziju | 404-1-110/24-44 | 149 | Reagensi i potrošni materijal za urinski analizator model AI-Libre Urinalysis System US-1680 / URIT 1000Plus / URIT 500B proizvođača URIT | 15 | Calibrator Solution For Urine Analyzer URIT YC 2ST SG | RGN232899 | pakovanje | 2 x 8ml | Urit Medical Electronic Co., Ltd. | Calibrator Solution For Urine Analyzer URIT YC 2ST SG | 11150 | 20% | Elta 90 MS d.o.o. | 105-7/24 | 08.10.2024 | 08.10.2025
Reagensi, izuzev za transfuziju | 404-1-110/24-44 | 149 | Reagensi i potrošni materijal za urinski analizator model AI-Libre Urinalysis System US-1680 / URIT 1000Plus / URIT 500B proizvođača URIT | 16 | Calibrator Solution For Urine Analyzer URIT YC 2ST Turb | RGN232900 | pakovanje | 2 x 8ml | Urit Medical Electronic Co., Ltd. | Calibrator Solution For Urine Analyzer URIT YC 2ST Turb | 11150 | 20% | Elta 90 MS d.o.o. | 105-7/24 | 08.10.2024 | 08.10.2025
Reagensi, izuzev za transfuziju | 404-1-110/24-44 | 149 | Reagensi i potrošni materijal za urinski analizator model AI-Libre Urinalysis System US-1680 / URIT 1000Plus / URIT 500B proizvođača URIT | 17 | Quality Control Solution For Urine Analyzer URIT YQ 3STC SG | RGN232901 | pakovanje | 3x8ml | Urit Medical Electronic Co., Ltd. | Quality Control Solution For Urine Analyzer URIT YQ 3STC SG | 24300 | 20% | Elta 90 MS d.o.o. | 105-7/24 | 08.10.2024 | 08.10.2025
Reagensi, izuzev za transfuziju | 404-1-110/24-44 | 149 | Reagensi i potrošni materijal za urinski analizator model AI-Libre Urinalysis System US-1680 / URIT 1000Plus / URIT 500B proizvođača URIT | 18 | Quality Control Solution For Urine Analyzer URIT YQ 3STC Turb | RGN232902 | pakovanje | 2x8ml | Urit Medical Electronic Co., Ltd. | Quality Control Solution For Urine Analyzer URIT YQ 3STC Turb | 24300 | 20% | Elta 90 MS d.o.o. | 105-7/24 | 08.10.2024 | 08.10.2025
Reagensi, izuzev za transfuziju | 404-1-110/24-44 | 149 | Reagensi i potrošni materijal za urinski analizator model AI-Libre Urinalysis System US-1680 / URIT 1000Plus / URIT 500B proizvođača URIT | 19 | Quality Control Solution For Urine Analyzer URIT YQ 3STC Color | RGN232903 | pakovanje | 3x8ml | Urit Medical Electronic Co., Ltd. | Quality Control Solution For Urine Analyzer URIT YQ 3STC Color | 24300 | 20% | Elta 90 MS d.o.o. | 105-7/24 | 08.10.2024 | 08.10.2025
Reagensi, izuzev za transfuziju | 404-1-110/24-44 | 149 | Reagensi i potrošni materijal za urinski analizator model AI-Libre Urinalysis System US-1680 / URIT 1000Plus / URIT 500B proizvođača URIT | 20 | Urine Reagent Strips URIT 11G | RGN232904 | pakovanje | 100 traka u kutiji | Urit Medical Electronic Co., Ltd. | Urine Reagent Strips URIT 11G | 2100 | 20% | Elta 90 MS d.o.o. | 105-7/24 | 08.10.2024 | 08.10.2025
Reagensi, izuzev za transfuziju | 404-1-110/24-44 | 149 | Reagensi i potrošni materijal za urinski analizator model AI-Libre Urinalysis System US-1680 / URIT 1000Plus / URIT 500B proizvođača URIT | 21 | Urine epruvete | RGN232905 | pakovanje | 200 komada | Urit Medical Electronic Co., Ltd. | Close sediment sample tube, Urit | 3900 | 20% | Elta 90 MS d.o.o. | 105-7/24 | 08.10.2024 | 08.10.2025
Reagensi, izuzev za transfuziju | 404-1-110/24-44 | 150 | Reagensi i potrošni materijal za urinski analizator Atellica 1500 (UAS 800+Clinitek Novus), Clinitek Advantus, UAS 60 | 1 | CLINITEK Novus 10 cassette | RGN240723 | pakovanje | 450 tests | Siemens Healthcare Diagnostics Inc, Tarrytown, SAD | CLINITEK Novus 10 Urinalysis Cassette | 55936 | 20% | Teamedical d.o.o. | 105-23/24 | 08.10.2024 | 08.10.2025
Reagensi, izuzev za transfuziju | 404-1-110/24-44 | 150 | Reagensi i potrošni materijal za urinski analizator Atellica 1500 (UAS 800+Clinitek Novus), Clinitek Advantus, UAS 60 | 2 | CLINITEK Novus PRO 12 Kassette | RGN240724 | pakovanje | 450 tests | Siemens Healthcare Diagnostics Inc, Tarrytown, SAD | CLINITEK Novus PRO 12 Urinalysis Cassette | 55936 | 20% | Teamedical d.o.o. | 105-23/24 | 08.10.2024 | 08.10.2025
Reagensi, izuzev za transfuziju | 404-1-110/24-44 | 150 | Reagensi i potrošni materijal za urinski analizator Atellica 1500 (UAS 800+Clinitek Novus), Clinitek Advantus, UAS 60 | 3 | Cuvettes | RGN240725 | pakovanje | 600 cuvettes | Siemens Healthcare Diagnostics Inc, Tarrytown, SAD | Atellica UAS 800 Cuvettes | 61065 | 20% | Teamedical d.o.o. | 105-23/24 | 08.10.2024 | 08.10.2025
Reagensi, izuzev za transfuziju | 404-1-110/24-44 | 150 | Reagensi i potrošni materijal za urinski analizator Atellica 1500 (UAS 800+Clinitek Novus), Clinitek Advantus, UAS 60 | 4 | CLINITEK Novus rinse additive | RGN240726 | pakovanje | 1 kit/4 x 26 ml | Siemens Healthcare Diagnostics Inc, Tarrytown, SAD | CLINITEK Novus Rinse Additive | 13467 | 20% | Teamedical d.o.o. | 105-23/24 | 08.10.2024 | 08.10.2025
Reagensi, izuzev za transfuziju | 404-1-110/24-44 | 150 | Reagensi i potrošni materijal za urinski analizator Atellica 1500 (UAS 800+Clinitek Novus), Clinitek Advantus, UAS 60 | 5 | CLINITEK Novus calibrator | RGN240727 | pakovanje | 1 kit/4 x 230 ml | Siemens Healthcare Diagnostics Inc, Tarrytown, SAD | Clinitek Novus Calibrator Kit | 13455 | 20% | Teamedical d.o.o. | 105-23/24 | 08.10.2024 | 08.10.2025
Reagensi, izuzev za transfuziju | 404-1-110/24-44 | 150 | Reagensi i potrošni materijal za urinski analizator Atellica 1500 (UAS 800+Clinitek Novus), Clinitek Advantus, UAS 60 | 6 | CLINITEK Atlas negative control strips | RGN240728 | pakovanje | 25 strips | Siemens Healthcare Diagnostics Inc, Tarrytown, SAD | CLINITEK ATLAS Negative Control Strips | 5003 | 20% | Teamedical d.o.o. | 105-23/24 | 08.10.2024 | 08.10.2025
Reagensi, izuzev za transfuziju | 404-1-110/24-44 | 150 | Reagensi i potrošni materijal za urinski analizator Atellica 1500 (UAS 800+Clinitek Novus), Clinitek Advantus, UAS 60 | 7 | CLINITEK Atlas positive control strips | RGN240729 | pakovanje | 25 strips | Siemens Healthcare Diagnostics Inc, Tarrytown, SAD | CLINITEK ATLAS Positive Control Strips | 6728 | 20% | Teamedical d.o.o. | 105-23/24 | 08.10.2024 | 08.10.2025
Reagensi, izuzev za transfuziju | 404-1-110/24-44 | 150 | Reagensi i potrošni materijal za urinski analizator Atellica 1500 (UAS 800+Clinitek Novus), Clinitek Advantus, UAS 60 | 8 | Multistix 10 SG | RGN240730 | pakovanje | 100 traka | Siemens Healthcare Diagnostics Inc, Tarrytown, SAD | Multistix 10 SG | 6785 | 20% | Teamedical d.o.o. | 105-23/24 | 08.10.2024 | 08.10.2025
Reagensi, izuzev za transfuziju | 404-1-110/24-44 | 150 | Reagensi i potrošni materijal za urinski analizator Atellica 1500 (UAS 800+Clinitek Novus), Clinitek Advantus, UAS 60 | 9 | Maintenance kit | RGN240731 | pakovanje | kit | Siemens Healthcare Diagnostics Inc, Tarrytown, SAD | Maintenance kit | 41860 | 20% | Teamedical d.o.o. | 105-23/24 | 08.10.2024 | 08.10.2025
Reagensi, izuzev za transfuziju | 404-1-110/24-44 | 154 | Reagensi i potrošni materijal za specifično fizičko hemijsko određivanje urina 2 analize ( glukoza i ketoni ) | 1 | Test trake za analizu urina sa glukoza i ketoni analizom | RGN240847 | komad | komad | DFI | CYBOW 2GK (a100) | 3.16 | 20% | Promedia d.o.o. | 105-35/24 | 14.10.2024 | 14.10.2025
Reagensi, izuzev za transfuziju | 404-1-110/24-44 | 155 | Reagensi i potrošni materijal za aparat gasni analizator EDAN i15 | 1 | Test Cartridge BG3 | RGN230881 | pakovanje | 25 kom | Edan Instruments Inc. | Test Cartridge BG3 | 13200 | 20% | East Diagnostics d.o.o. | 105-5/24 | 08.10.2024 | 08.10.2025
Reagensi, izuzev za transfuziju | 404-1-110/24-44 | 155 | Reagensi i potrošni materijal za aparat gasni analizator EDAN i15 | 2 | Test Cartridge BG4 | RGN230882 | pakovanje | 25 kom | Edan Instruments Inc. | Test Cartridge BG4 | 18000 | 20% | East Diagnostics d.o.o. | 105-5/24 | 08.10.2024 | 08.10.2025
Reagensi, izuzev za transfuziju | 404-1-110/24-44 | 155 | Reagensi i potrošni materijal za aparat gasni analizator EDAN i15 | 3 | Test Cartridge BG8 | RGN230883 | pakovanje | 25 kom | Edan Instruments Inc. | Test Cartridge BG8 | 15400 | 20% | East Diagnostics d.o.o. | 105-5/24 | 08.10.2024 | 08.10.2025
Reagensi, izuzev za transfuziju | 404-1-110/24-44 | 155 | Reagensi i potrošni materijal za aparat gasni analizator EDAN i15 | 4 | Test Cartridge BG10 | RGN230884 | pakovanje | 25 kom | Edan Instruments Inc. | Test Cartridge BG10 | 23000 | 20% | East Diagnostics d.o.o. | 105-5/24 | 08.10.2024 | 08.10.2025
Reagensi, izuzev za transfuziju | 404-1-110/24-44 | 155 | Reagensi i potrošni materijal za aparat gasni analizator EDAN i15 | 5 | Test Cartridge BC4 | RGN230885 | pakovanje | 25 kom | Edan Instruments Inc. | Test Cartridge BC4 | 12100 | 20% | East Diagnostics d.o.o. | 105-5/24 | 08.10.2024 | 08.10.2025
Reagensi, izuzev za transfuziju | 404-1-110/24-44 | 155 | Reagensi i potrošni materijal za aparat gasni analizator EDAN i15 | 6 | Calibrator Fluid Pack CP 100 | RGN230886 | pakovanje | 100 kom | Edan Instruments Inc. | Calibrator Fluid Pack CP 100 | 12000 | 20% | East Diagnostics d.o.o. | 105-5/24 | 08.10.2024 | 08.10.2025
Reagensi, izuzev za transfuziju | 404-1-110/24-44 | 155 | Reagensi i potrošni materijal za aparat gasni analizator EDAN i15 | 7 | Calibrator Fluid Pack CP 50 | RGN230887 | pakovanje | 50 kom | Edan Instruments Inc. | Calibrator Fluid Pack CP 50 | 7000 | 20% | East Diagnostics d.o.o. | 105-5/24 | 08.10.2024 | 08.10.2025
Reagensi, izuzev za transfuziju | 404-1-110/24-44 | 155 | Reagensi i potrošni materijal za aparat gasni analizator EDAN i15 | 8 | BG Quality Control Level 1 | RGN230888 | pakovanje | 5 amp | Edan Instruments Inc. | BG Quality Control Level 1 | 4000 | 20% | East Diagnostics d.o.o. | 105-5/24 | 08.10.2024 | 08.10.2025
Reagensi, izuzev za transfuziju | 404-1-110/24-44 | 155 | Reagensi i potrošni materijal za aparat gasni analizator EDAN i15 | 9 | BG Quality Control Level 2 | RGN230889 | pakovanje | 5 amp | Edan Instruments Inc. | BG Quality Control Level 2 | 4000 | 20% | East Diagnostics d.o.o. | 105-5/24 | 08.10.2024 | 08.10.2025
Reagensi, izuzev za transfuziju | 404-1-110/24-44 | 155 | Reagensi i potrošni materijal za aparat gasni analizator EDAN i15 | 10 | BG Quality Control Level 3 | RGN230890 | pakovanje | 5 amp | Edan Instruments Inc. | BG Quality Control Level 3 | 4000 | 20% | East Diagnostics d.o.o. | 105-5/24 | 08.10.2024 | 08.10.2025
Reagensi, izuzev za transfuziju | 404-1-110/24-44 | 155 | Reagensi i potrošni materijal za aparat gasni analizator EDAN i15 | 11 | Calibrator Fluid Pack CP 100 set | RGN230891 | pakovanje | 6x100 kom | Edan Instruments Inc. | Calibrator Fluid Pack CP 100 set | 48000 | 20% | East Diagnostics d.o.o. | 105-5/24 | 08.10.2024 | 08.10.2025
Reagensi, izuzev za transfuziju | 404-1-110/24-44 | 155 | Reagensi i potrošni materijal za aparat gasni analizator EDAN i15 | 12 | Calibrator Fluid Pack CP 50 set | RGN230892 | pakovanje | 6x50 kom | Edan Instruments Inc. | Calibrator Fluid Pack CP 50 set | 28000 | 20% | East Diagnostics d.o.o. | 105-5/24 | 08.10.2024 | 08.10.2025
Reagensi, izuzev za transfuziju | 404-1-110/24-44 | 156 | Set za uzimanje pune krvi za gasne analize | 1 | Špric za gasne analize sa zaštitnim poklopcem, sa elektrolitom-kompenzovanim heparinom u koncentraciji od 12-50 IU/ml krvi | RGN241717 | komad | 50 komada | SC Sanguis Counting Kontrollblutherstellungs und Vertriebs GmbH, Nemačka | Blood Gas sampling System | 64 | 10% | Layon d.o.o. | 105-14/24 | 08.10.2024 | 08.10.2025
Reagensi, izuzev za transfuziju | 404-1-110/24-44 | 156 | Set za uzimanje pune krvi za gasne analize | 2 | Hvatač koaguluma | RGN241718 | komad | 500 komada | SC Sanguis Counting Kontrollblutherstellungs und Vertriebs GmbH, Nemačka | Universal Luer Adaptor with clot catcher | 14.9 | 20% | Layon d.o.o. | 105-14/24 | 08.10.2024 | 08.10.2025
Reagensi, izuzev za transfuziju | 404-1-110/24-44 | 157 | Reagensi i potrošni materijal za aparat SIEMENS RAPID POINT 500 | 1 | RP500 Measurement Cartidge 400 | RGN212995 | pakovanje | 400 analiza | Siemens Healthcare Diagnostics Inc, Tarrytown, SAD | RP 500 Measurement Cartridge | 100642 | 20% | Teamedical d.o.o. | 105-23/24 | 08.10.2024 | 08.10.2025
Reagensi, izuzev za transfuziju | 404-1-110/24-44 | 157 | Reagensi i potrošni materijal za aparat SIEMENS RAPID POINT 500 | 2 | RP500 Measurement Cartidge 250 | RGN212996 | pakovanje | 250 analiza | Siemens Healthcare Diagnostics Inc, Tarrytown, SAD | RP 500 Measurement Cartridge | 77895 | 20% | Teamedical d.o.o. | 105-23/24 | 08.10.2024 | 08.10.2025
Reagensi, izuzev za transfuziju | 404-1-110/24-44 | 157 | Reagensi i potrošni materijal za aparat SIEMENS RAPID POINT 500 | 3 | RP500 Measurement Cartidge 100 | RGN212997 | pakovanje | 100 analiza | Siemens Healthcare Diagnostics Inc, Tarrytown, SAD | RP 500 Measurement Cartridge | 58322 | 20% | Teamedical d.o.o. | 105-23/24 | 08.10.2024 | 08.10.2025
Reagensi, izuzev za transfuziju | 404-1-110/24-44 | 157 | Reagensi i potrošni materijal za aparat SIEMENS RAPID POINT 500 | 4 | Wash/Waste Cartridge | RGN212998 | pakovanje | 4 komada | Siemens Healthcare Diagnostics Inc, Tarrytown, SAD | RAPIDPoint 500 Systems Wash/Waste Cartridge | 28037 | 20% | Teamedical d.o.o. | 105-23/24 | 08.10.2024 | 08.10.2025
Reagensi, izuzev za transfuziju | 404-1-110/24-44 | 157 | Reagensi i potrošni materijal za aparat SIEMENS RAPID POINT 500 | 5 | RapidQC Complete Level 1 (Hypo) | RGN212999 | komad | 1x2,5ml | Siemens Healthcare Diagnostics Inc, Tarrytown, SAD | RapidQC Complete, Level 1 | 919 | 20% | Teamedical d.o.o. | 105-23/24 | 08.10.2024 | 08.10.2025
Reagensi, izuzev za transfuziju | 404-1-110/24-44 | 157 | Reagensi i potrošni materijal za aparat SIEMENS RAPID POINT 500 | 6 | RapidQC Complete Level 2 (Normal) | RGN213000 | komad | 1x2,5ml | Siemens Healthcare Diagnostics Inc, Tarrytown, SAD | RapidQC Complete, Level 2 | 919 | 20% | Teamedical d.o.o. | 105-23/24 | 08.10.2024 | 08.10.2025
Reagensi, izuzev za transfuziju | 404-1-110/24-44 | 157 | Reagensi i potrošni materijal za aparat SIEMENS RAPID POINT 500 | 7 | RapidQC Complete Level 3 (Hyper) | RGN213001 | komad | 1x2,5ml | Siemens Healthcare Diagnostics Inc, Tarrytown, SAD | RapidQC Complete, Level 3 | 919 | 20% | Teamedical d.o.o. | 105-23/24 | 08.10.2024 | 08.10.2025
Reagensi, izuzev za transfuziju | 404-1-110/24-44 | 157 | Reagensi i potrošni materijal za aparat SIEMENS RAPID POINT 500 | 8 | Plastic Blood Capillaries Multicap | RGN232907 | pakovanje | 50 kom | Siemens Healthcare Diagnostics Inc, Tarrytown, SAD | Plastic Blood Capillaries Multicap | 9269 | 20% | Teamedical d.o.o. | 105-23/24 | 08.10.2024 | 08.10.2025
Reagensi, izuzev za transfuziju | 404-1-110/24-44 | 157 | Reagensi i potrošni materijal za aparat SIEMENS RAPID POINT 500 | 9 | Rapidlyte | RGN232908 | pakovanje | 100 kom | Siemens Healthcare Diagnostics Inc, Tarrytown, SAD | RAPIDLyte 1ml Syringe | 8280 | 20% | Teamedical d.o.o. | 105-23/24 | 08.10.2024 | 08.10.2025
Reagensi, izuzev za transfuziju | 404-1-110/24-44 | 157 | Reagensi i potrošni materijal za aparat SIEMENS RAPID POINT 500 | 10 | Luer Capillary | RGN213007 | komad | 1 komad | Siemens Healthcare Diagnostics Inc, Tarrytown, SAD | Luer Capillary | 635 | 20% | Teamedical d.o.o. | 105-23/24 | 08.10.2024 | 08.10.2025
Reagensi, izuzev za transfuziju | 404-1-110/24-44 | 157 | Reagensi i potrošni materijal za aparat SIEMENS RAPID POINT 500 | 11 | RP500 Measurement Cartidge 750 | RGN213008 | pakovanje | 750 analiza | Siemens Healthcare Diagnostics Inc, Tarrytown, SAD | RP 500 Measurement Cartridge | 201260 | 20% | Teamedical d.o.o. | 105-23/24 | 08.10.2024 | 08.10.2025
Reagensi, izuzev za transfuziju | 404-1-110/24-44 | 157 | Reagensi i potrošni materijal za aparat SIEMENS RAPID POINT 500 | 12 | RP500 printer paper | RGN232909 | komad | 1 rolna | Siemens Healthcare Diagnostics Inc, Tarrytown, SAD | Print Paper, Thermal | 748 | 20% | Teamedical d.o.o. | 105-23/24 | 08.10.2024 | 08.10.2025
Reagensi, izuzev za transfuziju | 404-1-110/24-44 | 157 | Reagensi i potrošni materijal za aparat SIEMENS RAPID POINT 500 | 13 | RP500 Maintenance and Cleaning Kit | RGN213010 | pakovanje | 1 komad | Siemens Healthcare Diagnostics Inc, Tarrytown, SAD | RP500 Maintenance and Cleaning Kit | 85301 | 20% | Teamedical d.o.o. | 105-23/24 | 08.10.2024 | 08.10.2025
Reagensi, izuzev za transfuziju | 404-1-110/24-44 | 157 | Reagensi i potrošni materijal za aparat SIEMENS RAPID POINT 500 | 14 | 100 Mixing Fleas + Magnet | RGN232910 | pakovanje | 100 | Siemens Healthcare Diagnostics Inc, Tarrytown, SAD | 100 Mixing Fleas + Magnet | 26462 | 20% | Teamedical d.o.o. | 105-23/24 | 08.10.2024 | 08.10.2025
Reagensi, izuzev za transfuziju | 404-1-110/24-44 | 157 | Reagensi i potrošni materijal za aparat SIEMENS RAPID POINT 500 | 15 | Capillary Caps | RGN232911 | pakovanje | 100 | Siemens Healthcare Diagnostics Inc, Tarrytown, SAD | Capillary Caps | 9629 | 20% | Teamedical d.o.o. | 105-23/24 | 08.10.2024 | 08.10.2025
Reagensi, izuzev za transfuziju | 404-1-110/24-44 | 158 | Reagensi i potrošni materijal za aparat Opti CCA-TS/2, Opti Medical | 1 | Opti CCA-TS2 Cassettes, E-Ca type | RGN213011 | pakovanje | 25 test kaseta | Opti Medical, USA | Opti E-Ca cassette | 38065 | 20% | Vicor d.o.o. | 105-25/24 | 08.10.2024 | 08.10.2025
Reagensi, izuzev za transfuziju | 404-1-110/24-44 | 158 | Reagensi i potrošni materijal za aparat Opti CCA-TS/2, Opti Medical | 2 | Calibration gas | RGN213012 | komad | 1 komad | Opti Medical, USA | Gas bottle | 12300 | 20% | Vicor d.o.o. | 105-25/24 | 08.10.2024 | 08.10.2025
Reagensi, izuzev za transfuziju | 404-1-110/24-44 | 158 | Reagensi i potrošni materijal za aparat Opti CCA-TS/2, Opti Medical | 3 | Opti check, three levels control | RGN213013 | pakovanje | 30 komad ampula | Opti Medical, USA | Opti check | 15525 | 20% | Vicor d.o.o. | 105-25/24 | 08.10.2024 | 08.10.2025
Reagensi, izuzev za transfuziju | 404-1-110/24-44 | 158 | Reagensi i potrošni materijal za aparat Opti CCA-TS/2, Opti Medical | 4 | Špric za gasne analize sa kalcijum balansiranim Li-heparinom, 3ml | RGN213014 | komad | 100 komada | Becton Dickinson | BD PresetArterial Blood Collection Syringe | 125 | 10% | Vicor d.o.o. | 105-25/24 | 08.10.2024 | 08.10.2025
Reagensi, izuzev za transfuziju | 404-1-110/24-44 | 158 | Reagensi i potrošni materijal za aparat Opti CCA-TS/2, Opti Medical | 5 | Kapilare za gasne analize | RGN232912 | komad | 100 kapilara | Opti Medical, USA | Comfort sampler kapilare | 125.6 | 20% | Vicor d.o.o. | 105-25/24 | 08.10.2024 | 08.10.2025
Reagensi, izuzev za transfuziju | 404-1-110/24-44 | 158 | Reagensi i potrošni materijal za aparat Opti CCA-TS/2, Opti Medical | 6 | SRC Multy level cassettes | RGN213016 | pakovanje | 1 komad | Opti Medical, USA | SRC Multi level cassete | 9250 | 20% | Vicor d.o.o. | 105-25/24 | 08.10.2024 | 08.10.2025
Reagensi, izuzev za transfuziju | 404-1-110/24-44 | 158 | Reagensi i potrošni materijal za aparat Opti CCA-TS/2, Opti Medical | 7 | Hb - cal kaseta | RGN213017 | pakovanje | 1 komad | Opti Medical, USA | Hb Cal cass. | 8280 | 20% | Vicor d.o.o. | 105-25/24 | 08.10.2024 | 08.10.2025
Reagensi, izuzev za transfuziju | 404-1-110/24-44 | 158 | Reagensi i potrošni materijal za aparat Opti CCA-TS/2, Opti Medical | 8 | Opti CCA-TS2 B - lac type | RGN213018 | pakovanje | 25 testova | Opti Medical, USA | Opti B-lac | 51520 | 20% | Vicor d.o.o. | 105-25/24 | 08.10.2024 | 08.10.2025
Reagensi, izuzev za transfuziju | 404-1-110/24-44 | 158 | Reagensi i potrošni materijal za aparat Opti CCA-TS/2, Opti Medical | 9 | Comfort Sampler kapilare | RGN213019 | pakovanje | 100 kom | Opti Medical, USA | Comfort Sampler collection kit | 18515 | 20% | Vicor d.o.o. | 105-25/24 | 08.10.2024 | 08.10.2025
Reagensi, izuzev za transfuziju | 404-1-110/24-44 | 158 | Reagensi i potrošni materijal za aparat Opti CCA-TS/2, Opti Medical | 10 | OPTI CCA E-LYTE tip kasete | RGN213020 | pakovanje | 25 kom | Opti Medical, USA | Opti E-lyte cassette | 18860 | 20% | Vicor d.o.o. | 105-25/24 | 08.10.2024 | 08.10.2025
Reagensi, izuzev za transfuziju | 404-1-110/24-44 | 158 | Reagensi i potrošni materijal za aparat Opti CCA-TS/2, Opti Medical | 11 | Cevčice za E-lyte kasete | RGN232913 | pakovanje | 25 kom | Opti Medical, USA | Cevčice za E-lyte kasete | 1495 | 20% | Vicor d.o.o. | 105-25/24 | 08.10.2024 | 08.10.2025
Reagensi, izuzev za transfuziju | 404-1-110/24-44 | 159 | Reagensi i potrošni materijal za aparat gasni analizator ABL80 Basic, ABL90 FLEX | 1 | Sensor cassette SC90 300analiza/30 dana | RGN213021 | komad | 300analiza | Radiometer Medical ApS | Sensor Cassette SC90 | 122992.5 | 20% | Labteh d.o.o. | 105-13/24 | 08.10.2024 | 08.10.2025
Reagensi, izuzev za transfuziju | 404-1-110/24-44 | 159 | Reagensi i potrošni materijal za aparat gasni analizator ABL80 Basic, ABL90 FLEX | 2 | Sensor cassette SC90 600analiza/30 dana | RGN213022 | komad | 600analiza | Radiometer Medical ApS | Sensor Cassette SC90 | 234082.5 | 20% | Labteh d.o.o. | 105-13/24 | 08.10.2024 | 08.10.2025
Reagensi, izuzev za transfuziju | 404-1-110/24-44 | 159 | Reagensi i potrošni materijal za aparat gasni analizator ABL80 Basic, ABL90 FLEX | 3 | Sensor cassette SC90 900analiza/30 dana | RGN213023 | komad | 900analiza | Radiometer Medical ApS | Sensor Cassette SC90 | 238050 | 20% | Labteh d.o.o. | 105-13/24 | 08.10.2024 | 08.10.2025
Reagensi, izuzev za transfuziju | 404-1-110/24-44 | 159 | Reagensi i potrošni materijal za aparat gasni analizator ABL80 Basic, ABL90 FLEX | 4 | Solution Pack SP 80 (for BASIC) | RGN213024 | komad | 1 komad | Radiometer Medical ApS | BASIC Solution Pack | 29095 | 20% | Labteh d.o.o. | 105-13/24 | 08.10.2024 | 08.10.2025
Reagensi, izuzev za transfuziju | 404-1-110/24-44 | 159 | Reagensi i potrošni materijal za aparat gasni analizator ABL80 Basic, ABL90 FLEX | 5 | ABL90 FLEX Solution pack | RGN213025 | komad | 1 komad | Radiometer Medical ApS | Solution Pack SP90 | 38352.5 | 20% | Labteh d.o.o. | 105-13/24 | 08.10.2024 | 08.10.2025
Reagensi, izuzev za transfuziju | 404-1-110/24-44 | 159 | Reagensi i potrošni materijal za aparat gasni analizator ABL80 Basic, ABL90 FLEX | 6 | Thermal paper, 8 rolls | RGN213026 | pakovanje | 8 rolni | Radiometer Medical ApS | Thermal paper, 8 rolls | 6612.5 | 20% | Labteh d.o.o. | 105-13/24 | 08.10.2024 | 08.10.2025
Reagensi, izuzev za transfuziju | 404-1-110/24-44 | 159 | Reagensi i potrošni materijal za aparat gasni analizator ABL80 Basic, ABL90 FLEX | 7 | thb Calibrator | RGN213027 | komad | 2mLx4 | Radiometer Medical ApS | tHb calibration Solution | 11902.5 | 20% | Labteh d.o.o. | 105-13/24 | 08.10.2024 | 08.10.2025
Reagensi, izuzev za transfuziju | 404-1-110/24-44 | 159 | Reagensi i potrošni materijal za aparat gasni analizator ABL80 Basic, ABL90 FLEX | 8 | Flush device | RGN213028 | komad | špric sa crevom i adapterom | Radiometer Medical ApS | Flush device | 1454.75 | 20% | Labteh d.o.o. | 105-13/24 | 08.10.2024 | 08.10.2025
Reagensi, izuzev za transfuziju | 404-1-110/24-44 | 159 | Reagensi i potrošni materijal za aparat gasni analizator ABL80 Basic, ABL90 FLEX | 9 | Inlet gasket | RGN213029 | komad | komad | Radiometer Medical ApS | Inlet gasket with holde | 16531.25 | 20% | Labteh d.o.o. | 105-13/24 | 08.10.2024 | 08.10.2025
Reagensi, izuzev za transfuziju | 404-1-110/24-44 | 159 | Reagensi i potrošni materijal za aparat gasni analizator ABL80 Basic, ABL90 FLEX | 10 | Senzor kaseta za ABL 80 BASIC (SC 80 100/60full panel) | RGN213030 | komad | 100 analiza | Radiometer Medical ApS | BASIC Sensor Cassettes | 92575 | 20% | Labteh d.o.o. | 105-13/24 | 08.10.2024 | 08.10.2025
Reagensi, izuzev za transfuziju | 404-1-110/24-44 | 159 | Reagensi i potrošni materijal za aparat gasni analizator ABL80 Basic, ABL90 FLEX | 11 | Senzor kaseta za ABL 80 BASIC (SC 80 300/60 BG/hct) | RGN213031 | komad | 300 analiza | Radiometer Medical ApS | BASIC Sensor Cassettes | 105800 | 20% | Labteh d.o.o. | 105-13/24 | 08.10.2024 | 08.10.2025
Reagensi, izuzev za transfuziju | 404-1-110/24-44 | 159 | Reagensi i potrošni materijal za aparat gasni analizator ABL80 Basic, ABL90 FLEX | 12 | Senzor kaseta za ABL 80 BASIC (SC 80 50/60 full panel) | RGN213032 | komad | 50 analiza | Radiometer Medical ApS | BASIC Sensor Cassettes | 54896.98 | 20% | Labteh d.o.o. | 105-13/24 | 08.10.2024 | 08.10.2025
Reagensi, izuzev za transfuziju | 404-1-110/24-44 | 159 | Reagensi i potrošni materijal za aparat gasni analizator ABL80 Basic, ABL90 FLEX | 13 | Senzor kaseta za ABL 80 Flex (SC 80 300/30 bg/Hct no qc3) | RGN213033 | komad | 300 analiza | Radiometer Medical ApS | ABL 80 FLEX Sensor Cassettes | 118826.63 | 20% | Labteh d.o.o. | 105-13/24 | 08.10.2024 | 08.10.2025
Reagensi, izuzev za transfuziju | 404-1-110/24-44 | 159 | Reagensi i potrošni materijal za aparat gasni analizator ABL80 Basic, ABL90 FLEX | 14 | Senzor kaseta za ABL 80 BASIC (SC 80 100/30 full panel + Lac) | RGN213034 | komad | 100 analiza | Radiometer Medical ApS | BASIC Sensor Cassettes | 105138.75 | 20% | Labteh d.o.o. | 105-13/24 | 08.10.2024 | 08.10.2025
Reagensi, izuzev za transfuziju | 404-1-110/24-44 | 159 | Reagensi i potrošni materijal za aparat gasni analizator ABL80 Basic, ABL90 FLEX | 15 | Senzor kaseta za ABL 80 BASIC (SC 80 200/30 full panel + Lac) | RGN213035 | komad | 200 analiza | Radiometer Medical ApS | BASIC Sensor Cassettes | 132250 | 20% | Labteh d.o.o. | 105-13/24 | 08.10.2024 | 08.10.2025
Reagensi, izuzev za transfuziju | 404-1-110/24-44 | 159 | Reagensi i potrošni materijal za aparat gasni analizator ABL80 Basic, ABL90 FLEX | 16 | Solution Pack SP 80 (for FLEX) | RGN213036 | komad | 1 | Radiometer Medical ApS | ABL 80 FLEX Solution Pack | 16928 | 20% | Labteh d.o.o. | 105-13/24 | 08.10.2024 | 08.10.2025
Reagensi, izuzev za transfuziju | 404-1-110/24-44 | 159 | Reagensi i potrošni materijal za aparat gasni analizator ABL80 Basic, ABL90 FLEX | 17 | Solution Pack SP 80 (for BASIC+LAC) | RGN213037 | komad | 1 | Radiometer Medical ApS | ABL 80 FLEX Solution Pack | 33062.5 | 20% | Labteh d.o.o. | 105-13/24 | 08.10.2024 | 08.10.2025
Reagensi, izuzev za transfuziju | 404-1-110/24-44 | 159 | Reagensi i potrošni materijal za aparat gasni analizator ABL80 Basic, ABL90 FLEX | 18 | Printer Papir 6 rolls | RGN213038 | pakovanje | 6 rolni | Radiometer Medical ApS | Printer paper | 6612.5 | 20% | Labteh d.o.o. | 105-13/24 | 08.10.2024 | 08.10.2025
Reagensi, izuzev za transfuziju | 404-1-110/24-44 | 159 | Reagensi i potrošni materijal za aparat gasni analizator ABL80 Basic, ABL90 FLEX | 19 | S7170 QUALICHEK, LEVEL 1 HEMATOCRIT AND METABOLITE | RGN213039 | pakovanje | 30 ampula | Radiometer Medical ApS | Qualicheck | 23408.25 | 20% | Labteh d.o.o. | 105-13/24 | 08.10.2024 | 08.10.2025
Reagensi, izuzev za transfuziju | 404-1-110/24-44 | 159 | Reagensi i potrošni materijal za aparat gasni analizator ABL80 Basic, ABL90 FLEX | 20 | S7430 QUALICHEK 4+ LEVEL 1 | RGN213040 | pakovanje | 30 ampula | Radiometer Medical ApS | Qualicheck | 26714.5 | 20% | Labteh d.o.o. | 105-13/24 | 08.10.2024 | 08.10.2025
Reagensi, izuzev za transfuziju | 404-1-110/24-44 | 159 | Reagensi i potrošni materijal za aparat gasni analizator ABL80 Basic, ABL90 FLEX | 21 | S7180QUALICHECK, level 2 Hematocrit and Metabolite | RGN213041 | pakovanje | 30 ampula | Radiometer Medical ApS | Qualicheck | 23408.25 | 20% | Labteh d.o.o. | 105-13/24 | 08.10.2024 | 08.10.2025
Reagensi, izuzev za transfuziju | 404-1-110/24-44 | 159 | Reagensi i potrošni materijal za aparat gasni analizator ABL80 Basic, ABL90 FLEX | 22 | S7450 QUALICHECK4+, level 3 | RGN213042 | pakovanje | 30 ampula | Radiometer Medical ApS | Qualicheck | 29756.25 | 20% | Labteh d.o.o. | 105-13/24 | 08.10.2024 | 08.10.2025
Reagensi, izuzev za transfuziju | 404-1-110/24-44 | 159 | Reagensi i potrošni materijal za aparat gasni analizator ABL80 Basic, ABL90 FLEX | 23 | S7440 QUALICHEK 4+ LEVEL 2 | RGN213043 | pakovanje | 30 ampula | Radiometer Medical ApS | Qualicheck | 29756.25 | 20% | Labteh d.o.o. | 105-13/24 | 08.10.2024 | 08.10.2025
Reagensi, izuzev za transfuziju | 404-1-110/24-44 | 159 | Reagensi i potrošni materijal za aparat gasni analizator ABL80 Basic, ABL90 FLEX | 24 | Senzor kaseta (SC90 1200/30) | RGN213044 | komad | 1200 analiza | Radiometer Medical ApS | Sensor Cassette SC90 | 297562.5 | 20% | Labteh d.o.o. | 105-13/24 | 08.10.2024 | 08.10.2025
Reagensi, izuzev za transfuziju | 404-1-110/24-44 | 159 | Reagensi i potrošni materijal za aparat gasni analizator ABL80 Basic, ABL90 FLEX | 25 | Solution Pack SP90 XL | RGN213045 | komad | 1 | Radiometer Medical ApS | Solution Pack SP90 | 55545 | 20% | Labteh d.o.o. | 105-13/24 | 08.10.2024 | 08.10.2025
Reagensi, izuzev za transfuziju | 404-1-110/24-44 | 159 | Reagensi i potrošni materijal za aparat gasni analizator ABL80 Basic, ABL90 FLEX | 26 | ABL90 FLEX clot catcher, box off 250 pcs | RGN213046 | pakovanje | 250 komada | Radiometer Medical ApS | ABL90 FLEX, Clot catcher | 10315.5 | 20% | Labteh d.o.o. | 105-13/24 | 08.10.2024 | 08.10.2025
Reagensi, izuzev za transfuziju | 404-1-110/24-44 | 159 | Reagensi i potrošni materijal za aparat gasni analizator ABL80 Basic, ABL90 FLEX | 27 | Pico 70 22gx32 mm Arteribal blood sampler w. 22g x 32 mm needle, 1,5 ml | RGN213048 | kutija | 100 komad | Radiometer Medical ApS | PICO70 | 39675 | 10% | Labteh d.o.o. | 105-13/24 | 08.10.2024 | 08.10.2025
Reagensi, izuzev za transfuziju | 404-1-110/24-44 | 159 | Reagensi i potrošni materijal za aparat gasni analizator ABL80 Basic, ABL90 FLEX | 28 | Pico 70 Arterial Blood Sampler | RGN230232 | pakovanje | 100 komad | Radiometer Medical ApS | PICO70 | 17192.5 | 10% | Labteh d.o.o. | 105-13/24 | 08.10.2024 | 08.10.2025
Reagensi, izuzev za transfuziju | 404-1-110/24-44 | 159 | Reagensi i potrošni materijal za aparat gasni analizator ABL80 Basic, ABL90 FLEX | 29 | Safe Pico Arterial blood sampler | RGN213050 | pakovanje | 100 komad | Radiometer Medical ApS | safePICO | 29095 | 10% | Labteh d.o.o. | 105-13/24 | 08.10.2024 | 08.10.2025
Reagensi, izuzev za transfuziju | 404-1-110/24-44 | 159 | Reagensi i potrošni materijal za aparat gasni analizator ABL80 Basic, ABL90 FLEX | 30 | safeCLINITUBES plastic capillaries 100 µL | RGN213051 | pakovanje | 250 komada | Radiometer Medical ApS | safeCLINITUBES | 19837.5 | 20% | Labteh d.o.o. | 105-13/24 | 08.10.2024 | 08.10.2025
Reagensi, izuzev za transfuziju | 404-1-110/24-44 | 159 | Reagensi i potrošni materijal za aparat gasni analizator ABL80 Basic, ABL90 FLEX | 31 | safeCLINITUBES plastic capillaries 85 µL | RGN213052 | pakovanje | 250 komada | Radiometer Medical ApS | safeCLINITUBES | 26450 | 20% | Labteh d.o.o. | 105-13/24 | 08.10.2024 | 08.10.2025
Reagensi, izuzev za transfuziju | 404-1-110/24-44 | 159 | Reagensi i potrošni materijal za aparat gasni analizator ABL80 Basic, ABL90 FLEX | 32 | Senzor kaseta za ABL 80 BASIC (SC 80 200/60 full panel) | RGN213054 | komad | 200 analiza | Radiometer Medical ApS | BASIC Sensor Cassettes | 132250 | 20% | Labteh d.o.o. | 105-13/24 | 08.10.2024 | 08.10.2025
Reagensi, izuzev za transfuziju | 404-1-110/24-44 | 159 | Reagensi i potrošni materijal za aparat gasni analizator ABL80 Basic, ABL90 FLEX | 33 | safePICO Aspirator Arterial blood sampler | RGN213055 | komad | 100 komada | Radiometer Medical ApS | safePICO Aspirator Arterial blood sampler. Aspirator only with vented TIPCAP, 1.7 mL, | 26450 | 10% | Labteh d.o.o. | 105-13/24 | 08.10.2024 | 08.10.2025
Reagensi, izuzev za transfuziju | 404-1-110/24-44 | 159 | Reagensi i potrošni materijal za aparat gasni analizator ABL80 Basic, ABL90 FLEX | 34 | Set Bloodgas without needle | RGN232914 | pakovanje | 350 komada | SET MEDIKAL Sanayi Ve Ticaret A.S. | Set Bloodgas without needle | 37030 | 10% | Labteh d.o.o. | 105-13/24 | 08.10.2024 | 08.10.2025
Reagensi, izuzev za transfuziju | 404-1-110/24-44 | 159 | Reagensi i potrošni materijal za aparat gasni analizator ABL80 Basic, ABL90 FLEX | 35 | Set Bloodgas with needle | RGN232915 | pakovanje | 350 komada | SET MEDIKAL Sanayi Ve Ticaret A.S. | Set Bloodgas with needle | 46287.5 | 10% | Labteh d.o.o. | 105-13/24 | 08.10.2024 | 08.10.2025
Reagensi, izuzev za transfuziju | 404-1-110/24-44 | 159 | Reagensi i potrošni materijal za aparat gasni analizator ABL80 Basic, ABL90 FLEX | 36 | Pico70 Arterial Blood Sampler | RGN232916 | pakovanje | 100 komad | Radiometer Medical ApS | PICO70 | 17192.5 | 10% | Labteh d.o.o. | 105-13/24 | 08.10.2024 | 08.10.2025
Reagensi, izuzev za transfuziju | 404-1-110/24-44 | 160 | Reagensi i potrošni materijal za aparat Roche Cobas b 121 | 1 | Deproteinizer | RGN213060 | pakovanje | 125ml | Roche Diagnostics | Deproteinizer | 6000 | 20% | MIT d.o.o. | 105-18/24 | 08.10.2024 | 08.10.2025
Reagensi, izuzev za transfuziju | 404-1-110/24-44 | 160 | Reagensi i potrošni materijal za aparat Roche Cobas b 121 | 2 | Capillary tubes | RGN213061 | pakovanje | 4x 250 | Roche Diagnostics | Capillary Tubes | 19930 | 20% | MIT d.o.o. | 105-18/24 | 08.10.2024 | 08.10.2025
Reagensi, izuzev za transfuziju | 404-1-110/24-44 | 160 | Reagensi i potrošni materijal za aparat Roche Cobas b 121 | 3 | Microsampler protect sterile | RGN213062 | pakovanje | 50 komad | Roche Diagnostics | Roche MICROSAMPLER PROTECT | 15740 | 20% | MIT d.o.o. | 105-18/24 | 08.10.2024 | 08.10.2025
Reagensi, izuzev za transfuziju | 404-1-110/24-44 | 161 | Reagensi i potrošni materijal za gasni analizator model GEM Premier 3000, proizvođač Instrumentation Laboratory | 1 | GEM cartridge (150 analiza) | RGN213083 | pakovanje | 150 | Instrumentation Laboratory Co., SAD | CART GEM 3K BG/ISE/GL 150T | 104704.63 | 20% | Maymedica d.o.o. | 105-16/24 | 14.10.2024 | 14.10.2025
Reagensi, izuzev za transfuziju | 404-1-110/24-44 | 161 | Reagensi i potrošni materijal za gasni analizator model GEM Premier 3000, proizvođač Instrumentation Laboratory | 2 | GEM cartridge (300 analiza) | RGN213084 | pakovanje | 300 | Instrumentation Laboratory Co., SAD | CART GEM 3K BG/ISE/GL 300T | 115851 | 20% | Maymedica d.o.o. | 105-16/24 | 14.10.2024 | 14.10.2025
Reagensi, izuzev za transfuziju | 404-1-110/24-44 | 161 | Reagensi i potrošni materijal za gasni analizator model GEM Premier 3000, proizvođač Instrumentation Laboratory | 3 | GEM cartridge (450 analiza) | RGN213085 | pakovanje | 450 | Instrumentation Laboratory Co., SAD | CART GEM 3K BG/ISE/GL 450T | 133903.13 | 20% | Maymedica d.o.o. | 105-16/24 | 14.10.2024 | 14.10.2025
Reagensi, izuzev za transfuziju | 404-1-110/24-44 | 161 | Reagensi i potrošni materijal za gasni analizator model GEM Premier 3000, proizvođač Instrumentation Laboratory | 4 | GEM cartridge (600 analiza) | RGN213086 | pakovanje | 600 | Instrumentation Laboratory Co., SAD | CART GEM 3K BG/ISE/GL 600T | 167739 | 20% | Maymedica d.o.o. | 105-16/24 | 14.10.2024 | 14.10.2025
Reagensi, izuzev za transfuziju | 404-1-110/24-44 | 161 | Reagensi i potrošni materijal za gasni analizator model GEM Premier 3000, proizvođač Instrumentation Laboratory | 5 | GEM cartridge IQM (75 analiza) | RGN213087 | pakovanje | 75 | Instrumentation Laboratory Co., SAD | CART GEM 3K BG/ISE/GL IQM 75T | 99187.5 | 20% | Maymedica d.o.o. | 105-16/24 | 14.10.2024 | 14.10.2025
Reagensi, izuzev za transfuziju | 404-1-110/24-44 | 161 | Reagensi i potrošni materijal za gasni analizator model GEM Premier 3000, proizvođač Instrumentation Laboratory | 6 | GEM cartridge IQM (150 analiza) | RGN213088 | pakovanje | 150 | Instrumentation Laboratory Co., SAD | CART GEM 3K BG/ISE/GL IQM 150T | 107122.5 | 20% | Maymedica d.o.o. | 105-16/24 | 14.10.2024 | 14.10.2025
Reagensi, izuzev za transfuziju | 404-1-110/24-44 | 161 | Reagensi i potrošni materijal za gasni analizator model GEM Premier 3000, proizvođač Instrumentation Laboratory | 7 | GEM cartridge IQM (300 analiza) | RGN213089 | pakovanje | 300 | Instrumentation Laboratory Co., SAD | CART GEM 3K BG/ISE/GL IQM 300 T | 123786 | 20% | Maymedica d.o.o. | 105-16/24 | 14.10.2024 | 14.10.2025
Reagensi, izuzev za transfuziju | 404-1-110/24-44 | 161 | Reagensi i potrošni materijal za gasni analizator model GEM Premier 3000, proizvođač Instrumentation Laboratory | 8 | GEM cartridge IQM (450 analiza) | RGN213090 | pakovanje | 450 | Instrumentation Laboratory Co., SAD | CART GEM 3K BG/ISE/GL IQM 450 T | 141621.24 | 20% | Maymedica d.o.o. | 105-16/24 | 14.10.2024 | 14.10.2025
Reagensi, izuzev za transfuziju | 404-1-110/24-44 | 161 | Reagensi i potrošni materijal za gasni analizator model GEM Premier 3000, proizvođač Instrumentation Laboratory | 9 | GEM cartridge IQM (600 analiza) | RGN213091 | pakovanje | 600 | Instrumentation Laboratory Co., SAD | CART GEM 3K BG/ISE/GL IQM 600 T | 167739 | 20% | Maymedica d.o.o. | 105-16/24 | 14.10.2024 | 14.10.2025
Reagensi, izuzev za transfuziju | 404-1-110/24-44 | 161 | Reagensi i potrošni materijal za gasni analizator model GEM Premier 3000, proizvođač Instrumentation Laboratory | 10 | ContrIL 9 (Gem Premier 3000) | RGN213092 | pakovanje | 10x3x2ml | Instrumentation Laboratory Co., SAD | CONTRIL 9 | 75779.25 | 20% | Maymedica d.o.o. | 105-16/24 | 14.10.2024 | 14.10.2025
Reagensi, izuzev za transfuziju | 404-1-110/24-44 | 161 | Reagensi i potrošni materijal za gasni analizator model GEM Premier 3000, proizvođač Instrumentation Laboratory | 11 | Termo papir (Gem Premier 3000) | RGN213093 | pakovanje | 1 | Instrumentation Laboratory Co., SAD | PRINTER PAPER GEM 3000 5 Rolls | 8596.25 | 20% | Maymedica d.o.o. | 105-16/24 | 14.10.2024 | 14.10.2025
Reagensi, izuzev za transfuziju | 404-1-110/24-44 | 161 | Reagensi i potrošni materijal za gasni analizator model GEM Premier 3000, proizvođač Instrumentation Laboratory | 12 | Capillary kit (Gem Premier 3000) | RGN213094 | pakovanje | 200 | SC SANGUIS COUNTING KONTROLLBLUTHERSTELLUNGS- UND VERTRIEBS GmbH, NEMAČKA | Heparin Capillaries 170 kit | 15170.4 | 20% | Maymedica d.o.o. | 105-16/24 | 14.10.2024 | 14.10.2025
Reagensi, izuzev za transfuziju | 404-1-110/24-44 | 161 | Reagensi i potrošni materijal za gasni analizator model GEM Premier 3000, proizvođač Instrumentation Laboratory | 13 | x | RGN213095 | pakovanje | 100 | BECTON, DICKINSON AND COMPANY, UJEDINJENO KRALJEVSTVO VELIKE BRITANIJE I SEVERNE IRSKE | BD Present Luer-Lok BD Hemogard Tip Cap 22 BD Eclipse | 23338.16 | 10% | Maymedica d.o.o. | 105-16/24 | 14.10.2024 | 14.10.2025
Reagensi, izuzev za transfuziju | 404-1-110/24-44 | 161 | Reagensi i potrošni materijal za gasni analizator model GEM Premier 3000, proizvođač Instrumentation Laboratory | 14 | CVP multipack (Gem Premier 3000) | RGN213096 | pakovanje | 4х5х2,5ml | Instrumentation Laboratory Co., SAD | GEM CVP Multipak | 52764.3 | 20% | Maymedica d.o.o. | 105-16/24 | 14.10.2024 | 14.10.2025
Reagensi, izuzev za transfuziju | 404-1-110/24-44 | 162 | Reagensi i potrošni materijal za gasni analizator model GEM Premier 3500, proizvođač Instrumentation Laboratory | 1 | GEM cartridge IQM (75 analiza) | RGN213097 | pakovanje | 75 | Instrumentation Laboratory Co., SAD | CART GEM 3/3.5K BG/ISE/GL 75T | 91255.67 | 20% | Maymedica d.o.o. | 105-16/24 | 14.10.2024 | 14.10.2025
Reagensi, izuzev za transfuziju | 404-1-110/24-44 | 162 | Reagensi i potrošni materijal za gasni analizator model GEM Premier 3500, proizvođač Instrumentation Laboratory | 2 | GEM cartridge IQM (150 analiza) | RGN213098 | pakovanje | 150 | Instrumentation Laboratory Co., SAD | CART GEM 3/3.5K BG/ISE/GL 150T | 98267.71 | 20% | Maymedica d.o.o. | 105-16/24 | 14.10.2024 | 14.10.2025
Reagensi, izuzev za transfuziju | 404-1-110/24-44 | 162 | Reagensi i potrošni materijal za gasni analizator model GEM Premier 3500, proizvođač Instrumentation Laboratory | 3 | GEM cartridge IQM (300 analiza) | RGN213099 | pakovanje | 300 | Instrumentation Laboratory Co., SAD | CART GEM 3/3.5K BG/ISE/GL 300T | 113353.66 | 20% | Maymedica d.o.o. | 105-16/24 | 14.10.2024 | 14.10.2025
Reagensi, izuzev za transfuziju | 404-1-110/24-44 | 162 | Reagensi i potrošni materijal za gasni analizator model GEM Premier 3500, proizvođač Instrumentation Laboratory | 4 | GEM cartridge IQM (450 analiza) | RGN213100 | pakovanje | 450 | Instrumentation Laboratory Co., SAD | CART GEM 3/3.5K BG/ISE/GL 450T | 133903.13 | 20% | Maymedica d.o.o. | 105-16/24 | 14.10.2024 | 14.10.2025
Reagensi, izuzev za transfuziju | 404-1-110/24-44 | 162 | Reagensi i potrošni materijal za gasni analizator model GEM Premier 3500, proizvođač Instrumentation Laboratory | 5 | GEM cartridge IQM (600 analiza) | RGN213101 | pakovanje | 600 | Instrumentation Laboratory Co., SAD | CART GEM 3/3.5K BG/ISE/GL 600T | 167752.28 | 20% | Maymedica d.o.o. | 105-16/24 | 14.10.2024 | 14.10.2025
Reagensi, izuzev za transfuziju | 404-1-110/24-44 | 162 | Reagensi i potrošni materijal za gasni analizator model GEM Premier 3500, proizvođač Instrumentation Laboratory | 6 | ContrIL 9 (Gem Premier 3500) | RGN213102 | pakovanje | 10x3x2ml | Instrumentation Laboratory Co., SAD | CONTRIL 9 | 75779.25 | 20% | Maymedica d.o.o. | 105-16/24 | 14.10.2024 | 14.10.2025
Reagensi, izuzev za transfuziju | 404-1-110/24-44 | 162 | Reagensi i potrošni materijal za gasni analizator model GEM Premier 3500, proizvođač Instrumentation Laboratory | 7 | Termo papir (Gem Premier 3500) | RGN213103 | pakovanje | 1 | Instrumentation Laboratory Co., SAD | PRINTER PAPER GEM 4000 and GEM 3500 | 8596.25 | 20% | Maymedica d.o.o. | 105-16/24 | 14.10.2024 | 14.10.2025
Reagensi, izuzev za transfuziju | 404-1-110/24-44 | 162 | Reagensi i potrošni materijal za gasni analizator model GEM Premier 3500, proizvođač Instrumentation Laboratory | 8 | Capillary kit (Gem Premier 3500) | RGN213104 | pakovanje | 200 | SC SANGUIS COUNTING KONTROLLBLUTHERSTELLUNGS- UND VERTRIEBS GmbH, NEMAČKA | HEPARIN CAPILLARY KIT 170 | 15170.4 | 20% | Maymedica d.o.o. | 105-16/24 | 14.10.2024 | 14.10.2025
Reagensi, izuzev za transfuziju | 404-1-110/24-44 | 162 | Reagensi i potrošni materijal za gasni analizator model GEM Premier 3500, proizvođač Instrumentation Laboratory | 9 | Heparinizovani špricevi (Gem Premier 3500) | RGN213105 | pakovanje | 100 | BECTON, DICKINSON AND COMPANY, UJEDINJENO KRALJEVSTVO VELIKE BRITANIJE I SEVERNE IRSKE | BD Present Luer-Lok BD Hemogard Tip Cap 22 BD Eclipse | 23338.16 | 10% | Maymedica d.o.o. | 105-16/24 | 14.10.2024 | 14.10.2025
Reagensi, izuzev za transfuziju | 404-1-110/24-44 | 162 | Reagensi i potrošni materijal za gasni analizator model GEM Premier 3500, proizvođač Instrumentation Laboratory | 10 | CVP multipack (Gem Premier 3500) | RGN213106 | pakovanje | 4х5х2,5ml | Instrumentation Laboratory Co., SAD | GEM CVP Multipak | 52764.3 | 20% | Maymedica d.o.o. | 105-16/24 | 14.10.2024 | 14.10.2025
Reagensi, izuzev za transfuziju | 404-1-110/24-44 | 163 | Reagensi i potrošni materijal za gasni analizator model GEM Premier 4000, proizvođač Instrumentation Laboratory | 1 | GEM cartridge IQM (75 analiza) | RGN213107 | pakovanje | 75 | Instrumentation Laboratory Co., SAD | GEM4K BG/ISE/GL/COOX 75T | 99187.5 | 20% | Maymedica d.o.o. | 105-16/24 | 14.10.2024 | 14.10.2025
Reagensi, izuzev za transfuziju | 404-1-110/24-44 | 163 | Reagensi i potrošni materijal za gasni analizator model GEM Premier 4000, proizvođač Instrumentation Laboratory | 2 | GEM cartridge IQM (150 analiza) | RGN213108 | pakovanje | 150 | Instrumentation Laboratory Co., SAD | GEM4K BG/ISE/GL/COOX 150T | 104477.5 | 20% | Maymedica d.o.o. | 105-16/24 | 14.10.2024 | 14.10.2025
Reagensi, izuzev za transfuziju | 404-1-110/24-44 | 163 | Reagensi i potrošni materijal za gasni analizator model GEM Premier 4000, proizvođač Instrumentation Laboratory | 3 | GEM cartridge IQM (300 analiza) | RGN213109 | pakovanje | 300 | Instrumentation Laboratory Co., SAD | GEM4K BG/ISE/GL/COOX 300T | 115851 | 20% | Maymedica d.o.o. | 105-16/24 | 14.10.2024 | 14.10.2025
Reagensi, izuzev za transfuziju | 404-1-110/24-44 | 163 | Reagensi i potrošni materijal za gasni analizator model GEM Premier 4000, proizvođač Instrumentation Laboratory | 4 | GEM cartridge IQM (450 analiza) | RGN213110 | pakovanje | 450 | Instrumentation Laboratory Co., SAD | GEM4K BG/ISE/GL/COOX 450T | 133903.13 | 20% | Maymedica d.o.o. | 105-16/24 | 14.10.2024 | 14.10.2025
Reagensi, izuzev za transfuziju | 404-1-110/24-44 | 163 | Reagensi i potrošni materijal za gasni analizator model GEM Premier 4000, proizvođač Instrumentation Laboratory | 5 | GEM cartridge IQM (600 analiza) | RGN213111 | pakovanje | 600 | Instrumentation Laboratory Co., SAD | GEM4K BG/ISE/GL/COOX 600T | 175363.5 | 20% | Maymedica d.o.o. | 105-16/24 | 14.10.2024 | 14.10.2025
Reagensi, izuzev za transfuziju | 404-1-110/24-44 | 163 | Reagensi i potrošni materijal za gasni analizator model GEM Premier 4000, proizvođač Instrumentation Laboratory | 6 | GEM CVP 1 with CO-Ox | RGN213112 | pakovanje | 10x1,8ml | Instrumentation Laboratory Co., SAD | GEM CVP 1 WITH CO-OX | 17324.75 | 20% | Maymedica d.o.o. | 105-16/24 | 14.10.2024 | 14.10.2025
Reagensi, izuzev za transfuziju | 404-1-110/24-44 | 163 | Reagensi i potrošni materijal za gasni analizator model GEM Premier 4000, proizvođač Instrumentation Laboratory | 7 | GEM CVP 2 with CO-Ox | RGN213113 | pakovanje | 10x1,8ml | Instrumentation Laboratory Co., SAD | GEM CVP 2 WITH CO-OX | 17192.5 | 20% | Maymedica d.o.o. | 105-16/24 | 14.10.2024 | 14.10.2025
Reagensi, izuzev za transfuziju | 404-1-110/24-44 | 163 | Reagensi i potrošni materijal za gasni analizator model GEM Premier 4000, proizvođač Instrumentation Laboratory | 8 | GEM CVP 3 Hematocrit | RGN213114 | pakovanje | 10x1,8ml | Instrumentation Laboratory Co., SAD | GEM CVP 3 Hematocrit | 14547.5 | 20% | Maymedica d.o.o. | 105-16/24 | 14.10.2024 | 14.10.2025
Reagensi, izuzev za transfuziju | 404-1-110/24-44 | 163 | Reagensi i potrošni materijal za gasni analizator model GEM Premier 4000, proizvođač Instrumentation Laboratory | 9 | GEM CVP 4 Hematocrit | RGN213115 | pakovanje | 10x1,8ml | Instrumentation Laboratory Co., SAD | GEM CVP 4 Hematocrit | 14547.5 | 20% | Maymedica d.o.o. | 105-16/24 | 14.10.2024 | 14.10.2025
Reagensi, izuzev za transfuziju | 404-1-110/24-44 | 163 | Reagensi i potrošni materijal za gasni analizator model GEM Premier 4000, proizvođač Instrumentation Laboratory | 10 | GEM CVP 5 Bilirubin | RGN213116 | pakovanje | 10x1,8ml | Instrumentation Laboratory Co., SAD | GEM CVP 5 TBILI | 25854.88 | 20% | Maymedica d.o.o. | 105-16/24 | 14.10.2024 | 14.10.2025
Reagensi, izuzev za transfuziju | 404-1-110/24-44 | 163 | Reagensi i potrošni materijal za gasni analizator model GEM Premier 4000, proizvođač Instrumentation Laboratory | 11 | ContrIL 9 (Gem Premier 4000) | RGN213117 | pakovanje | 10x3x2ml | Instrumentation Laboratory Co., SAD | CONTRIL 9 | 75779.25 | 20% | Maymedica d.o.o. | 105-16/24 | 14.10.2024 | 14.10.2025
Reagensi, izuzev za transfuziju | 404-1-110/24-44 | 163 | Reagensi i potrošni materijal za gasni analizator model GEM Premier 4000, proizvođač Instrumentation Laboratory | 12 | Termo papir (Gem Premier 4000) | RGN213118 | pakovanje | 1 | Instrumentation Laboratory Co., SAD | PRINTER PAPER GEM 4000 and GEM 3500 | 8596.25 | 20% | Maymedica d.o.o. | 105-16/24 | 14.10.2024 | 14.10.2025
Reagensi, izuzev za transfuziju | 404-1-110/24-44 | 163 | Reagensi i potrošni materijal za gasni analizator model GEM Premier 4000, proizvođač Instrumentation Laboratory | 13 | Capillary kit (Gem Premier 4000) | RGN213119 | pakovanje | 200 | SC SANGUIS COUNTING KONTROLLBLUTHERSTELLUNGS- UND VERTRIEBS GmbH, NEMAČKA | HEPARIN CAPILLARY KIT 170 | 15170.4 | 20% | Maymedica d.o.o. | 105-16/24 | 14.10.2024 | 14.10.2025
Reagensi, izuzev za transfuziju | 404-1-110/24-44 | 163 | Reagensi i potrošni materijal za gasni analizator model GEM Premier 4000, proizvođač Instrumentation Laboratory | 14 | Heparinizovani špricevi (Gem Premier 4000) | RGN213120 | pakovanje | 100 | BECTON, DICKINSON AND COMPANY, UJEDINJENO KRALJEVSTVO VELIKE BRITANIJE I SEVERNE IRSKE | BD Present Luer-Lok BD Hemogard Tip Cap 22 BD Eclipse | 23338.16 | 10% | Maymedica d.o.o. | 105-16/24 | 14.10.2024 | 14.10.2025
Reagensi, izuzev za transfuziju | 404-1-110/24-44 | 163 | Reagensi i potrošni materijal za gasni analizator model GEM Premier 4000, proizvođač Instrumentation Laboratory | 15 | GEM cartridge IQM (75 analiza) sa bilirubinom | RGN213121 | pakovanje | 75 | Instrumentation Laboratory Co., SAD | GEM 4K BG/ISE/GL/COOX/BILI 75T | 99187.5 | 20% | Maymedica d.o.o. | 105-16/24 | 14.10.2024 | 14.10.2025
Reagensi, izuzev za transfuziju | 404-1-110/24-44 | 163 | Reagensi i potrošni materijal za gasni analizator model GEM Premier 4000, proizvođač Instrumentation Laboratory | 16 | GEM cartridge IQM (150 analiza) sa bilirubinom | RGN213122 | pakovanje | 150 | Instrumentation Laboratory Co., SAD | GEM 4K BG/ISE/GL/COOX/BILI 150T | 104477.5 | 20% | Maymedica d.o.o. | 105-16/24 | 14.10.2024 | 14.10.2025
Reagensi, izuzev za transfuziju | 404-1-110/24-44 | 163 | Reagensi i potrošni materijal za gasni analizator model GEM Premier 4000, proizvođač Instrumentation Laboratory | 17 | GEM cartridge IQM (300 analiza) sa bilirubinom | RGN213123 | pakovanje | 300 | Instrumentation Laboratory Co., SAD | GEM 4K BG/ISE/GL/COOX/BILI 300T | 115851 | 20% | Maymedica d.o.o. | 105-16/24 | 14.10.2024 | 14.10.2025
Reagensi, izuzev za transfuziju | 404-1-110/24-44 | 163 | Reagensi i potrošni materijal za gasni analizator model GEM Premier 4000, proizvođač Instrumentation Laboratory | 18 | GEM cartridge IQM (450 analiza) sa bilirubinom | RGN213124 | pakovanje | 450 | Instrumentation Laboratory Co., SAD | GEM 4K BG/ISE/GL/COOX/BILI 450T | 135225.63 | 20% | Maymedica d.o.o. | 105-16/24 | 14.10.2024 | 14.10.2025
Reagensi, izuzev za transfuziju | 404-1-110/24-44 | 163 | Reagensi i potrošni materijal za gasni analizator model GEM Premier 4000, proizvođač Instrumentation Laboratory | 19 | GEM cartridge IQM (600 analiza) sa bilirubinom | RGN213125 | pakovanje | 600 | Instrumentation Laboratory Co., SAD | GEM 4K BG/ISE/GL/COOX/BILI 600T | 179331 | 20% | Maymedica d.o.o. | 105-16/24 | 14.10.2024 | 14.10.2025
Reagensi, izuzev za transfuziju | 404-1-110/24-44 | 164 | Reagensi i potrošni materijal za gasni analizator GEM Premier 5000, proizvođač Instrumentation Laboratory | 1 | GEM cartridge IQM (75 analiza) | RGN213126 | pakovanje | 75 | Instrumentation Laboratory Co., SAD | 5K BG/ISE/GL/COOX 75 TEST | 99187.5 | 20% | Maymedica d.o.o. | 105-16/24 | 14.10.2024 | 14.10.2025
Reagensi, izuzev za transfuziju | 404-1-110/24-44 | 164 | Reagensi i potrošni materijal za gasni analizator GEM Premier 5000, proizvođač Instrumentation Laboratory | 2 | GEM cartridge IQM (150 analiza) | RGN213127 | pakovanje | 150 | Instrumentation Laboratory Co., SAD | 5K BG/ISE/GL/COOX 150 TEST | 104477.5 | 20% | Maymedica d.o.o. | 105-16/24 | 14.10.2024 | 14.10.2025
Reagensi, izuzev za transfuziju | 404-1-110/24-44 | 164 | Reagensi i potrošni materijal za gasni analizator GEM Premier 5000, proizvođač Instrumentation Laboratory | 3 | GEM cartridge IQM (300 analiza) | RGN213128 | pakovanje | 300 | Instrumentation Laboratory Co., SAD | 5K BG/ISE/GL/COOX 300 TEST | 115851 | 20% | Maymedica d.o.o. | 105-16/24 | 14.10.2024 | 14.10.2025
Reagensi, izuzev za transfuziju | 404-1-110/24-44 | 164 | Reagensi i potrošni materijal za gasni analizator GEM Premier 5000, proizvođač Instrumentation Laboratory | 4 | GEM cartridge IQM (450 analiza) | RGN213129 | pakovanje | 450 | Instrumentation Laboratory Co., SAD | 5K BG/ISE/GL/COOX 450 TEST | 133903.13 | 20% | Maymedica d.o.o. | 105-16/24 | 14.10.2024 | 14.10.2025
Reagensi, izuzev za transfuziju | 404-1-110/24-44 | 164 | Reagensi i potrošni materijal za gasni analizator GEM Premier 5000, proizvođač Instrumentation Laboratory | 5 | GEM cartridge IQM (600 analiza) | RGN213130 | pakovanje | 600 | Instrumentation Laboratory Co., SAD | 5K BG/ISE/GL/COOX 600 TEST | 175363.5 | 20% | Maymedica d.o.o. | 105-16/24 | 14.10.2024 | 14.10.2025
Reagensi, izuzev za transfuziju | 404-1-110/24-44 | 164 | Reagensi i potrošni materijal za gasni analizator GEM Premier 5000, proizvođač Instrumentation Laboratory | 6 | Thermal paper | RGN213131 | pakovanje | 1 | Instrumentation Laboratory Co., SAD | PRINTER PAPER GEM 4000 and GEM 3500 | 8596.25 | 20% | Maymedica d.o.o. | 105-16/24 | 14.10.2024 | 14.10.2025
Reagensi, izuzev za transfuziju | 404-1-110/24-44 | 164 | Reagensi i potrošni materijal za gasni analizator GEM Premier 5000, proizvođač Instrumentation Laboratory | 7 | Capillary kit (Gem Premier 5000) | RGN213132 | pakovanje | 200 | SC SANGUIS COUNTING KONTROLLBLUTHERSTELLUNGS- UND VERTRIEBS GmbH, NEMAČKA | HEPARIN CAPILLARY KIT 170 | 15170.4 | 20% | Maymedica d.o.o. | 105-16/24 | 14.10.2024 | 14.10.2025
Reagensi, izuzev za transfuziju | 404-1-110/24-44 | 164 | Reagensi i potrošni materijal za gasni analizator GEM Premier 5000, proizvođač Instrumentation Laboratory | 8 | Heparinizovani špricevi (Gem Premier 5000) | RGN213133 | pakovanje | 100 | BECTON, DICKINSON AND COMPANY, UJEDINJENO KRALJEVSTVO VELIKE BRITANIJE I SEVERNE IRSKE | BD Present Luer-Lok BD Hemogard Tip Cap 22 BD Eclipse | 23338.16 | 10% | Maymedica d.o.o. | 105-16/24 | 14.10.2024 | 14.10.2025
Reagensi, izuzev za transfuziju | 404-1-110/24-44 | 164 | Reagensi i potrošni materijal za gasni analizator GEM Premier 5000, proizvođač Instrumentation Laboratory | 9 | GEM CVP 5 Bilirubin | RGN213134 | pakovanje | 10 x 1,8 ml | Instrumentation Laboratory Co., SAD | GEM CVP 5 TBILI | 25854.88 | 20% | Maymedica d.o.o. | 105-16/24 | 14.10.2024 | 14.10.2025
Reagensi, izuzev za transfuziju | 404-1-110/24-44 | 164 | Reagensi i potrošni materijal za gasni analizator GEM Premier 5000, proizvođač Instrumentation Laboratory | 10 | GEM cartridge IQM (75 analiza) sa bilirubinom | RGN213135 | pakovanje | 75 | Instrumentation Laboratory Co., SAD | 5K BG/ISE/GL/COOX/ TBILI 75 TEST | 99187.5 | 20% | Maymedica d.o.o. | 105-16/24 | 14.10.2024 | 14.10.2025
Reagensi, izuzev za transfuziju | 404-1-110/24-44 | 164 | Reagensi i potrošni materijal za gasni analizator GEM Premier 5000, proizvođač Instrumentation Laboratory | 11 | GEM cartridge IQM (150 analiza) sa bilirubinom | RGN213136 | pakovanje | 150 | Instrumentation Laboratory Co., SAD | 5K BG/ISE/GL/COOX/TBILI 150 TEST | 104477.5 | 20% | Maymedica d.o.o. | 105-16/24 | 14.10.2024 | 14.10.2025
Reagensi, izuzev za transfuziju | 404-1-110/24-44 | 164 | Reagensi i potrošni materijal za gasni analizator GEM Premier 5000, proizvođač Instrumentation Laboratory | 12 | GEM cartridge IQM (300 analiza) sa bilirubinom | RGN213137 | pakovanje | 300 | Instrumentation Laboratory Co., SAD | 5K BG/ISE/GL/COOX/TBILI 300 TEST | 115851 | 20% | Maymedica d.o.o. | 105-16/24 | 14.10.2024 | 14.10.2025
Reagensi, izuzev za transfuziju | 404-1-110/24-44 | 164 | Reagensi i potrošni materijal za gasni analizator GEM Premier 5000, proizvođač Instrumentation Laboratory | 13 | GEM cartridge IQM (450 analiza) sa bilirubinom | RGN213138 | pakovanje | 450 | Instrumentation Laboratory Co., SAD | 5K BG/ISE/GL/COOX/TBILI 450 TEST | 133903.13 | 20% | Maymedica d.o.o. | 105-16/24 | 14.10.2024 | 14.10.2025
Reagensi, izuzev za transfuziju | 404-1-110/24-44 | 164 | Reagensi i potrošni materijal za gasni analizator GEM Premier 5000, proizvođač Instrumentation Laboratory | 14 | GEM cartridge IQM (600 analiza) sa bilirubinom | RGN213139 | pakovanje | 600 | Instrumentation Laboratory Co., SAD | 5K BG/ISE/GL/COOX/TBILI 600 TEST | 179136.59 | 20% | Maymedica d.o.o. | 105-16/24 | 14.10.2024 | 14.10.2025
Reagensi, izuzev za transfuziju | 404-1-110/24-44 | 165 | Reagensi i potrošni materijal za aparat ABL 800 proizvođač Radiometer | 1 | Inlet gasket (ABL 800) | RGN213217 | komad | 1 komad | Radiometer Medical ApS | Inlet gasket, new design for ABL700/800 series | 19837.5 | 20% | Labteh d.o.o. | 105-13/24 | 08.10.2024 | 08.10.2025
Reagensi, izuzev za transfuziju | 404-1-110/24-44 | 165 | Reagensi i potrošni materijal za aparat ABL 800 proizvođač Radiometer | 2 | S 1820 calibration solution 1, 200 ml, for ABL 800 FLEX | RGN213218 | komad | 200 ml | Radiometer Medical ApS | S1820 Calibration Solution 1, 200 mL, for ABL800 FLEX | 33604.73 | 20% | Labteh d.o.o. | 105-13/24 | 08.10.2024 | 08.10.2025
Reagensi, izuzev za transfuziju | 404-1-110/24-44 | 165 | Reagensi i potrošni materijal za aparat ABL 800 proizvođač Radiometer | 3 | kontrola za ABL800 S7735 AutoCheck 5+, level 1 RED box | RGN213219 | kutija | 30 ampula | Radiometer Medical ApS | S7735 AutoCheck 5+, level 1 RED box of 30 ampoules. For ABL7XX/8XX | 20551.65 | 20% | Labteh d.o.o. | 105-13/24 | 08.10.2024 | 08.10.2025
Reagensi, izuzev za transfuziju | 404-1-110/24-44 | 165 | Reagensi i potrošni materijal za aparat ABL 800 proizvođač Radiometer | 4 | kontrola za ABL800 S7745 AutoCheck 5+, level 2 YELLOW box | RGN213220 | kutija | 30 ampula | Radiometer Medical ApS | S7745 AutoCheck 5+, level 2 YELLOW box of 30 ampoules. For ABL7XX/8XX | 25788.75 | 20% | Labteh d.o.o. | 105-13/24 | 08.10.2024 | 08.10.2025
Reagensi, izuzev za transfuziju | 404-1-110/24-44 | 165 | Reagensi i potrošni materijal za aparat ABL 800 proizvođač Radiometer | 5 | kontrola za ABL800 S7755 AutoCheck 5+, level 3 BLUE box | RGN213221 | kutija | 30 ampula | Radiometer Medical ApS | S7755 AutoCheck 5+, level 3 BLUE box of 30 ampoules. For ABL7XX/8XX | 20551.65 | 20% | Labteh d.o.o. | 105-13/24 | 08.10.2024 | 08.10.2025
Reagensi, izuzev za transfuziju | 404-1-110/24-44 | 165 | Reagensi i potrošni materijal za aparat ABL 800 proizvođač Radiometer | 6 | S 1830 calibration solution 2, 200 ml, for ABL 800 FLEX | RGN213222 | komad | 200 ml | Radiometer Medical ApS | S1830 Calibration Solution 2, 200 mL, for ABL800 FLEX | 33604.73 | 20% | Labteh d.o.o. | 105-13/24 | 08.10.2024 | 08.10.2025
Reagensi, izuzev za transfuziju | 404-1-110/24-44 | 165 | Reagensi i potrošni materijal za aparat ABL 800 proizvođač Radiometer | 7 | S 4980 rinse solution 2, 600 ml, for ABL 800 FLEX | RGN213223 | komad | 600 ml | Radiometer Medical ApS | S4980 Rinse Solution, 600 mL, for ABL800 FLEX | 23606.63 | 20% | Labteh d.o.o. | 105-13/24 | 08.10.2024 | 08.10.2025
Reagensi, izuzev za transfuziju | 404-1-110/24-44 | 165 | Reagensi i potrošni materijal za aparat ABL 800 proizvođač Radiometer | 8 | calibration gas 1, 34 bar on board gas bottle | RGN213224 | komad | 1 komad | Radiometer Medical ApS | Calibration gas 1, 34bar on-board gas bottle | 39675 | 20% | Labteh d.o.o. | 105-13/24 | 08.10.2024 | 08.10.2025
Reagensi, izuzev za transfuziju | 404-1-110/24-44 | 165 | Reagensi i potrošni materijal za aparat ABL 800 proizvođač Radiometer | 9 | calibration gas 2, 34 bar on board gas bottle | RGN213225 | komad | 1 komad | Radiometer Medical ApS | Calibration gas 2, 34bar on-board gas bottle | 39675 | 20% | Labteh d.o.o. | 105-13/24 | 08.10.2024 | 08.10.2025
Reagensi, izuzev za transfuziju | 404-1-110/24-44 | 165 | Reagensi i potrošni materijal za aparat ABL 800 proizvođač Radiometer | 10 | D711 ref membrane box (4 units) | RGN213226 | pakovanje | 4x1 komad | Radiometer Medical ApS | D711 Ref membrane box (4 units) for ABL7XX/8XX | 16928 | 20% | Labteh d.o.o. | 105-13/24 | 08.10.2024 | 08.10.2025
Reagensi, izuzev za transfuziju | 404-1-110/24-44 | 165 | Reagensi i potrošni materijal za aparat ABL 800 proizvođač Radiometer | 11 | D798 p O2 membrane box (4 units) | RGN213227 | pakovanje | 4x1 komad | Radiometer Medical ApS | D799 pO2 membrane box (4 units) for ABL7XX/8XX | 127621.25 | 20% | Labteh d.o.o. | 105-13/24 | 08.10.2024 | 08.10.2025
Reagensi, izuzev za transfuziju | 404-1-110/24-44 | 165 | Reagensi i potrošni materijal za aparat ABL 800 proizvođač Radiometer | 12 | D788 pCO2 membrane box (4 units) | RGN213228 | pakovanje | 4x1 komad | Radiometer Medical ApS | D788 pCO2 membrane box (4 units) for ABL7XX/8XX | 127621.25 | 20% | Labteh d.o.o. | 105-13/24 | 08.10.2024 | 08.10.2025
Reagensi, izuzev za transfuziju | 404-1-110/24-44 | 165 | Reagensi i potrošni materijal za aparat ABL 800 proizvođač Radiometer | 13 | D722 K membrane box (4 units) | RGN213229 | pakovanje | 4x1 komad | Radiometer Medical ApS | D722 K membrane box (4 units) for ABL7XX/8XX | 129340.5 | 20% | Labteh d.o.o. | 105-13/24 | 08.10.2024 | 08.10.2025
Reagensi, izuzev za transfuziju | 404-1-110/24-44 | 165 | Reagensi i potrošni materijal za aparat ABL 800 proizvođač Radiometer | 14 | D755 Na membrane box (4 units) | RGN213230 | pakovanje | 4x1 komad | Radiometer Medical ApS | D755 Na membrane box (4 units) for ABL7XX/8XX | 129340.5 | 20% | Labteh d.o.o. | 105-13/24 | 08.10.2024 | 08.10.2025
Reagensi, izuzev za transfuziju | 404-1-110/24-44 | 165 | Reagensi i potrošni materijal za aparat ABL 800 proizvođač Radiometer | 15 | D744 Cl membrane box (4 units) | RGN213231 | pakovanje | 4x1 komad | Radiometer Medical ApS | D744 Cl membrane box (4 units) for ABL7XX/8XX | 129340.5 | 20% | Labteh d.o.o. | 105-13/24 | 08.10.2024 | 08.10.2025
Reagensi, izuzev za transfuziju | 404-1-110/24-44 | 165 | Reagensi i potrošni materijal za aparat ABL 800 proizvođač Radiometer | 16 | D733 Ca membrane box (4 units) | RGN213232 | pakovanje | 4x1 komad | Radiometer Medical ApS | D733 Ca membrane box (4units) for ABL7XX/8XX | 129340.5 | 20% | Labteh d.o.o. | 105-13/24 | 08.10.2024 | 08.10.2025
Reagensi, izuzev za transfuziju | 404-1-110/24-44 | 165 | Reagensi i potrošni materijal za aparat ABL 800 proizvođač Radiometer | 17 | D7077 lac membrane box (4 units) | RGN213233 | pakovanje | 4x1 komad | Radiometer Medical ApS | D7077 Lac membrane box (4 units) for ABL7XX/8XX | 49726 | 20% | Labteh d.o.o. | 105-13/24 | 08.10.2024 | 08.10.2025
Reagensi, izuzev za transfuziju | 404-1-110/24-44 | 165 | Reagensi i potrošni materijal za aparat ABL 800 proizvođač Radiometer | 18 | E 1001 reference elektrode | RGN213234 | pakovanje | 1 komad | Radiometer Medical ApS | E1001 Reference electrode for ABL7XX/8XX | 87681.75 | 20% | Labteh d.o.o. | 105-13/24 | 08.10.2024 | 08.10.2025
Reagensi, izuzev za transfuziju | 404-1-110/24-44 | 165 | Reagensi i potrošni materijal za aparat ABL 800 proizvođač Radiometer | 19 | E 777 pH elektrode | RGN213235 | pakovanje | 1 komad | Radiometer Medical ApS | E777 pH electrode for ABL7XX/8XX | 227470 | 20% | Labteh d.o.o. | 105-13/24 | 08.10.2024 | 08.10.2025
Reagensi, izuzev za transfuziju | 404-1-110/24-44 | 165 | Reagensi i potrošni materijal za aparat ABL 800 proizvođač Radiometer | 20 | E799 p O2 elektrode | RGN213236 | pakovanje | 1 komad | Radiometer Medical ApS | E799 pO2 Electrode for ABL7XX/8XX | 227470 | 20% | Labteh d.o.o. | 105-13/24 | 08.10.2024 | 08.10.2025
Reagensi, izuzev za transfuziju | 404-1-110/24-44 | 165 | Reagensi i potrošni materijal za aparat ABL 800 proizvođač Radiometer | 21 | E788 p CO2 elektrode | RGN213237 | pakovanje | 1 komad | Radiometer Medical ApS | E788 pCO2 electrode for ABL7XX/8XX | 227470 | 20% | Labteh d.o.o. | 105-13/24 | 08.10.2024 | 08.10.2025
Reagensi, izuzev za transfuziju | 404-1-110/24-44 | 165 | Reagensi i potrošni materijal za aparat ABL 800 proizvođač Radiometer | 22 | E722 K elektrode | RGN213238 | pakovanje | 1 komad | Radiometer Medical ApS | E722 K electrode for ABL7XX/8XX | 134895 | 20% | Labteh d.o.o. | 105-13/24 | 08.10.2024 | 08.10.2025
Reagensi, izuzev za transfuziju | 404-1-110/24-44 | 165 | Reagensi i potrošni materijal za aparat ABL 800 proizvođač Radiometer | 23 | E755 Na elektrode | RGN213239 | pakovanje | 1 komad | Radiometer Medical ApS | E755 Na electrode for ABL7XX/8XX | 134895 | 20% | Labteh d.o.o. | 105-13/24 | 08.10.2024 | 08.10.2025
Reagensi, izuzev za transfuziju | 404-1-110/24-44 | 165 | Reagensi i potrošni materijal za aparat ABL 800 proizvođač Radiometer | 24 | E744 Cl elektrode | RGN213240 | pakovanje | 1 komad | Radiometer Medical ApS | E744 Cl electrode for ABL7XX/8XX | 134895 | 20% | Labteh d.o.o. | 105-13/24 | 08.10.2024 | 08.10.2025
Reagensi, izuzev za transfuziju | 404-1-110/24-44 | 165 | Reagensi i potrošni materijal za aparat ABL 800 proizvođač Radiometer | 25 | E733 Ca elektrode | RGN213241 | pakovanje | 1 komad | Radiometer Medical ApS | E733 Ca electrode for ABL7XX/8XX | 134895 | 20% | Labteh d.o.o. | 105-13/24 | 08.10.2024 | 08.10.2025
Reagensi, izuzev za transfuziju | 404-1-110/24-44 | 165 | Reagensi i potrošni materijal za aparat ABL 800 proizvođač Radiometer | 26 | E7077 lactate elektrode | RGN213242 | pakovanje | 1 komad | Radiometer Medical ApS | E7077 Lactate electrode for ABL7XX/8XX | 134895 | 20% | Labteh d.o.o. | 105-13/24 | 08.10.2024 | 08.10.2025
Reagensi, izuzev za transfuziju | 404-1-110/24-44 | 165 | Reagensi i potrošni materijal za aparat ABL 800 proizvođač Radiometer | 27 | Clot catcher 24 box of 250 pcs | RGN213243 | pakovanje | 1 komad | Radiometer Medical ApS | Clot catcher, box of 250 pcs. for ABL7XX | 21107.1 | 20% | Labteh d.o.o. | 105-13/24 | 08.10.2024 | 08.10.2025
Reagensi, izuzev za transfuziju | 404-1-110/24-44 | 165 | Reagensi i potrošni materijal za aparat ABL 800 proizvođač Radiometer | 28 | S8375 cleaning solution with additive | RGN213244 | komad | 175 ml | Radiometer Medical ApS | S8375 Cleaning Solution 175mL, for ABL8XX | 33604.73 | 20% | Labteh d.o.o. | 105-13/24 | 08.10.2024 | 08.10.2025
Reagensi, izuzev za transfuziju | 404-1-110/24-44 | 165 | Reagensi i potrošni materijal za aparat ABL 800 proizvođač Radiometer | 29 | S5362 hypochlorite sol. | RGN213245 | komad | 100 ml | Radiometer Medical ApS | S5362 Hypochlorite Solution for Protein Removal and Decontamination, 100 mL, for BPH5, ABL5/50/5XX, EML10X, ABL8XX | 12563.75 | 20% | Labteh d.o.o. | 105-13/24 | 08.10.2024 | 08.10.2025
Reagensi, izuzev za transfuziju | 404-1-110/24-44 | 165 | Reagensi i potrošni materijal za aparat ABL 800 proizvođač Radiometer | 30 | Safe Clintubes plastic capilaries 100 mikrolit, 1 vial of 250 units | RGN213247 | pakovanje | 250 x 100 mikrolit | Radiometer Medical ApS | D957P-70-100x1 safeCLINITUBES Blood Sampler Multipack with heparinized plastic capillaries and accessories. 100 µL, 1 vial of 250 units | 19837.5 | 20% | Labteh d.o.o. | 105-13/24 | 08.10.2024 | 08.10.2025
Reagensi, izuzev za transfuziju | 404-1-110/24-44 | 165 | Reagensi i potrošni materijal za aparat ABL 800 proizvođač Radiometer | 31 | Safe Clintubes plastic capilaries 85 mikrolit, 1 vial of 250 units | RGN213248 | pakovanje | 250 x 85 mikrolit | Radiometer Medical ApS | D941P-240-85x1 safeCLINITUBES Blood Sampler Multipack with heparinized plastic capillaries and accessories. 85 µL, 1 vial of 250 units | 26450 | 20% | Labteh d.o.o. | 105-13/24 | 08.10.2024 | 08.10.2025
Reagensi, izuzev za transfuziju | 404-1-110/24-44 | 165 | Reagensi i potrošni materijal za aparat ABL 800 proizvođač Radiometer | 32 | Pico 70 22g x 32 mm Arterial blood sampler w. 22g x 32 mm needle, 1,5 ml | RGN213250 | pakovanje | 100 komad | Radiometer Medical ApS | Pico 70 22g x 32 mm Arterial blood sampler w. 22g x 32 mm needle, 1,5 ml | 39675 | 10% | Labteh d.o.o. | 105-13/24 | 08.10.2024 | 08.10.2025
Reagensi, izuzev za transfuziju | 404-1-110/24-44 | 165 | Reagensi i potrošni materijal za aparat ABL 800 proizvođač Radiometer | 33 | Pico 70 Arterial Blood Sampler | RGN230233 | pakovanje | 100 komad | Radiometer Medical ApS | Pico 70 | 17192.5 | 10% | Labteh d.o.o. | 105-13/24 | 08.10.2024 | 08.10.2025
Reagensi, izuzev za transfuziju | 404-1-110/24-44 | 165 | Reagensi i potrošni materijal za aparat ABL 800 proizvođač Radiometer | 34 | Safe Pico Arterial blood sampler | RGN213252 | pakovanje | 100 komad | Radiometer Medical ApS | safePICO | 29095 | 10% | Labteh d.o.o. | 105-13/24 | 08.10.2024 | 08.10.2025
Reagensi, izuzev za transfuziju | 404-1-110/24-44 | 165 | Reagensi i potrošni materijal za aparat ABL 800 proizvođač Radiometer | 35 | D7066 glucose membrane box (4 units) | RGN213253 | pakovanje | 4x1 komad | Radiometer Medical ApS | D7066 Glu membrane box (4 units) for ABL7XX/8XX | 73266.5 | 20% | Labteh d.o.o. | 105-13/24 | 08.10.2024 | 08.10.2025
Reagensi, izuzev za transfuziju | 404-1-110/24-44 | 165 | Reagensi i potrošni materijal za aparat ABL 800 proizvođač Radiometer | 36 | E7066 Glucose electrode | RGN213254 | komad | 1 komad | Radiometer Medical ApS | E7066 Glucose electrode for ABL7XX/8XX | 134895 | 20% | Labteh d.o.o. | 105-13/24 | 08.10.2024 | 08.10.2025
Reagensi, izuzev za transfuziju | 404-1-110/24-44 | 165 | Reagensi i potrošni materijal za aparat ABL 800 proizvođač Radiometer | 37 | safePICO Aspirator Arterial blood sampler | RGN213255 | pakovanje | 100 komada | Radiometer Medical ApS | safePICO Aspirator Arterial blood sampler. Aspirator only with vented TIPCAP, 1.7 mL, | 26450 | 20% | Labteh d.o.o. | 105-13/24 | 08.10.2024 | 08.10.2025
Reagensi, izuzev za transfuziju | 404-1-110/24-44 | 165 | Reagensi i potrošni materijal za aparat ABL 800 proizvođač Radiometer | 38 | Set Bloodgas without needle | RGN232917 | pakovanje | 350 komada | SET MEDIKAL Sanayi Ve Ticaret A.S. | Set Bloodgas without needle | 37030 | 10% | Labteh d.o.o. | 105-13/24 | 08.10.2024 | 08.10.2025
Reagensi, izuzev za transfuziju | 404-1-110/24-44 | 165 | Reagensi i potrošni materijal za aparat ABL 800 proizvođač Radiometer | 39 | Set Bloodgas with needle | RGN232918 | pakovanje | 350 komada | SET MEDIKAL Sanayi Ve Ticaret A.S. | Set Bloodgas with needle | 46287.5 | 10% | Labteh d.o.o. | 105-13/24 | 08.10.2024 | 08.10.2025
Reagensi, izuzev za transfuziju | 404-1-110/24-44 | 165 | Reagensi i potrošni materijal za aparat ABL 800 proizvođač Radiometer | 40 | Pico70 Arterial Blood Sampler | RGN232919 | pakovanje | 100 komad | Radiometer Medical ApS | Pico 70 | 17192.5 | 10% | Labteh d.o.o. | 105-13/24 | 08.10.2024 | 08.10.2025
Reagensi, izuzev za transfuziju | 404-1-110/24-44 | 166 | Reagensi i potrošni materijal za aparat Roche Cobas b 123 | 1 | cobas b 123 FLUID PACK COOX 700 | RGN213256 | pakovanje | 700 testova | Roche Diagnostics | cobas b 123 FLUID PACK COOX 700 | 108198 | 20% | MIT d.o.o. | 105-18/24 | 08.10.2024 | 08.10.2025
Reagensi, izuzev za transfuziju | 404-1-110/24-44 | 166 | Reagensi i potrošni materijal za aparat Roche Cobas b 123 | 2 | cobas b 123 SENSOR CART, BG/ISE/GLU/LAC | RGN213257 | pakovanje | 1 kom | Roche Diagnostics | cobas b 123 SENSOR CART. BG/ISE/GLU/LAC | 41227 | 20% | MIT d.o.o. | 105-18/24 | 08.10.2024 | 08.10.2025
Reagensi, izuzev za transfuziju | 404-1-110/24-44 | 166 | Reagensi i potrošni materijal za aparat Roche Cobas b 123 | 3 | COMBITROL PLUS B, LEVEL 1 | RGN213258 | pakovanje | 30 ampula | Roche Diagnostics | COMBITROL PLUS B, LEVEL 1, 30kom | 11463 | 20% | MIT d.o.o. | 105-18/24 | 08.10.2024 | 08.10.2025
Reagensi, izuzev za transfuziju | 404-1-110/24-44 | 166 | Reagensi i potrošni materijal za aparat Roche Cobas b 123 | 4 | COMBITROL PLUS B, LEVEL 2 | RGN213259 | pakovanje | 30 ampula | Roche Diagnostics | COMBITROL PLUS B, LEVEL 2, 30kom | 11463 | 20% | MIT d.o.o. | 105-18/24 | 08.10.2024 | 08.10.2025
Reagensi, izuzev za transfuziju | 404-1-110/24-44 | 166 | Reagensi i potrošni materijal za aparat Roche Cobas b 123 | 5 | COMBITROL PLUS B, LEVEL 3 | RGN213260 | pakovanje | 30 ampula | Roche Diagnostics | COMBITROL PLUS B, LEVEL 3, 30kom | 11463 | 20% | MIT d.o.o. | 105-18/24 | 08.10.2024 | 08.10.2025
Reagensi, izuzev za transfuziju | 404-1-110/24-44 | 166 | Reagensi i potrošni materijal za aparat Roche Cobas b 123 | 6 | DEPROTEINIZER | RGN213261 | pakovanje | 125ml | Roche Diagnostics | Deproteinizer | 2177 | 20% | MIT d.o.o. | 105-18/24 | 08.10.2024 | 08.10.2025
Reagensi, izuzev za transfuziju | 404-1-110/24-44 | 166 | Reagensi i potrošni materijal za aparat Roche Cobas b 123 | 7 | cobas b 123 PRINTER PAPER | RGN213262 | pakovanje | 6 rol | Roche Diagnostics | cobas b 123, PRINTER PAPER, 6 kom | 4134 | 20% | MIT d.o.o. | 105-18/24 | 08.10.2024 | 08.10.2025
Reagensi, izuzev za transfuziju | 404-1-110/24-44 | 166 | Reagensi i potrošni materijal za aparat Roche Cobas b 123 | 8 | CLOT CATCHER PRO 100pcs | RGN213263 | pakovanje | 100 kom | Roche Diagnostics | CLOT CATCHER PRO, 100kom | 2438 | 20% | MIT d.o.o. | 105-18/24 | 08.10.2024 | 08.10.2025
Reagensi, izuzev za transfuziju | 404-1-110/24-44 | 166 | Reagensi i potrošni materijal za aparat Roche Cobas b 123 | 9 | Roche MICROSAMPLER PROTECT, sterile , 50pcs | RGN213264 | pakovanje | 50 kom | Roche Diagnostics | Roche MICROSAMPLER PROTECT | 8267 | 20% | MIT d.o.o. | 105-18/24 | 08.10.2024 | 08.10.2025
Reagensi, izuzev za transfuziju | 404-1-110/24-44 | 166 | Reagensi i potrošni materijal za aparat Roche Cobas b 123 | 10 | cobas b 123 FLUID PACK COOX 200 | RGN232920 | pakovanje | 200 tests | Roche Diagnostics | cobas b 123 FLUID PACK COOX 200 | 76647 | 20% | MIT d.o.o. | 105-18/24 | 08.10.2024 | 08.10.2025
Reagensi, izuzev za transfuziju | 404-1-110/24-44 | 166 | Reagensi i potrošni materijal za aparat Roche Cobas b 123 | 11 | cobas b 123 SENSOR CART. BG | RGN232921 | pakovanje | 700 tests | Roche Diagnostics | cobas b 123 SENSOR CART. BG | 41227 | 20% | MIT d.o.o. | 105-18/24 | 08.10.2024 | 08.10.2025
Reagensi, izuzev za transfuziju | 404-1-110/24-44 | 166 | Reagensi i potrošni materijal za aparat Roche Cobas b 123 | 12 | Capillary tubes | RGN232922 | pakovanje | 4x250 | Roche Diagnostics | Capillary Tubes | 19930 | 20% | MIT d.o.o. | 105-18/24 | 08.10.2024 | 08.10.2025
Reagensi, izuzev za transfuziju | 404-1-110/24-44 | 167 | Reagensi za aparat ID Now | 1 | ID NOW COVID-19 | RGN231632 | pakovanje | 24 testne baze, 24 prijemnika uzoraka, 24 uloška za prenos, 24 štapića za bris, 1 štapić sa pozitivnom kontrolom, 1 uputstvo za upotrebu na engleskom, 1 brzi vodič na engleskom, 1 CD sa prevodom uputstva za upotrebu | Abbott Diagnostis Scarboorough Inc | ID NOW COVID-19 | 142730 | 20% | Magna Pharmacia d.o.o. | 105-15/24 | 08.10.2024 | 08.10.2025
Reagensi, izuzev za transfuziju | 404-1-110/24-44 | 167 | Reagensi za aparat ID Now | 2 | ID NOW COVID-19 Control Swab Kit | RGN231633 | pakovanje | 12 pozitivnih kontrolnih briseva, 12 negativnih kontrolnih briseva | Abbott Diagnostis Scarboorough Inc | ID NOW COVID-19 Control Swab Kit | 15930 | 20% | Magna Pharmacia d.o.o. | 105-15/24 | 08.10.2024 | 08.10.2025
Reagensi, izuzev za transfuziju | 404-1-110/24-44 | 167 | Reagensi za aparat ID Now | 3 | ID NOW STREP A 2 | RGN231634 | pakovanje | 24 testne baze, 24 prijemnika uzoraka, 24 uloška za prenos, 24 štapića za bris, 1 štašpić sa negativnom kontolom, 1 štapić sa pozitivnom kontrolom, 1 uputstvo za upotrebu na engleskom, 1 brzi vodič na engleskom, 1 CD sa prevodom uputstva za upotrebu i brzim vodičem na srpski jezik | Abbott Diagnostis Scarboorough Inc | ID NOW STREP A 2 | 142730 | 20% | Magna Pharmacia d.o.o. | 105-15/24 | 08.10.2024 | 08.10.2025
Reagensi, izuzev za transfuziju | 404-1-110/24-44 | 167 | Reagensi za aparat ID Now | 4 | ID NOW RSV | RGN231635 | pakovanje | 24 testne baze, 24 prijemnika uzoraka, 24 uloška za prenos, 24 štapića za bris, 24 transoprtne pipete, 1 štapić sa pozitivnom kontrolom, 1 uputstvo za upotrebu na engleskom, 1 brzi vodič na engleskom | Abbott Diagnostis Scarboorough Inc | ID NOW RSV | 142730 | 20% | Magna Pharmacia d.o.o. | 105-15/24 | 08.10.2024 | 08.10.2025
Reagensi, izuzev za transfuziju | 404-1-110/24-44 | 167 | Reagensi za aparat ID Now | 5 | ID NOW Influenza A & B 2 | RGN231636 | pakovanje | 24 prijemnika uzoraka, 24 prenosna umetka, 24 testne baze, 24 prenosne pipete, 1 pozitivan kontrolni bris | Abbott Diagnostis Scarboorough Inc | ID NOW Influenza A & B 2 | 142730 | 20% | Magna Pharmacia d.o.o. | 105-15/24 | 08.10.2024 | 08.10.2025
Reagensi, izuzev za transfuziju | 404-1-110/24-44 | 167 | Reagensi za aparat ID Now | 6 | ID NOW STREP A 2 Control Swab Kit | RGN231637 | pakovanje | 12 pozitivnih kontrolnih briseva, 12 negativnih kontrolnih briseva | Abbott Diagnostis Scarboorough Inc | ID NOW STREP A 2 Control Swab Kit | 15930 | 20% | Magna Pharmacia d.o.o. | 105-15/24 | 08.10.2024 | 08.10.2025
Reagensi, izuzev za transfuziju | 404-1-110/24-44 | 167 | Reagensi za aparat ID Now | 7 | ID NOW RSV Control Swab Kit | RGN231638 | pakovanje | 12 pozitivnih kontrolnih briseva, 12 negativnih kontrolnih briseva | Abbott Diagnostis Scarboorough Inc | ID NOW RSV Control Swab Kit | 15930 | 20% | Magna Pharmacia d.o.o. | 105-15/24 | 08.10.2024 | 08.10.2025
Reagensi, izuzev za transfuziju | 404-1-110/24-44 | 167 | Reagensi za aparat ID Now | 8 | ID NOW Influenza A & B 2 Control Swab Kit | RGN231639 | pakovanje | 12 pozitivnih kontrolnih briseva, 12 negativnih kontrolnih briseva | Abbott Diagnostis Scarboorough Inc | ID NOW Influenza A & B 2 Control Swab Kit | 15930 | 20% | Magna Pharmacia d.o.o. | 105-15/24 | 08.10.2024 | 08.10.2025
Reagensi, izuzev za transfuziju | 404-1-110/24-44 | 168 | Reagensi za aparat Euroimmun Analyzer I i Euroimmun analizator EI-2P | 1 | Toxocara IgG | RGN231640 | pakovanje | 96/1 | NovaTec | Toxocara canis IgG, ELISA | 44500 | 20% | Promedia d.o.o. | 105-21/24 | 08.10.2024 | 08.10.2025
Reagensi, izuzev za transfuziju | 404-1-110/24-44 | 168 | Reagensi za aparat Euroimmun Analyzer I i Euroimmun analizator EI-2P | 2 | Trypanosoma cruzi IgG | RGN231641 | pakovanje | 96/1 | Euroimmun AG | Anti-Trypanosoma cruzi (IgG) ELISA | 44500 | 20% | Promedia d.o.o. | 105-21/24 | 08.10.2024 | 08.10.2025
Reagensi, izuzev za transfuziju | 404-1-110/24-44 | 168 | Reagensi za aparat Euroimmun Analyzer I i Euroimmun analizator EI-2P | 3 | Hepatits E ( HEV ) virus IgG | RGN231642 | pakovanje | 96/1 | Euroimmun AG | Hepatitis E virus (HEV) IgG | 13500 | 20% | Promedia d.o.o. | 105-21/24 | 08.10.2024 | 08.10.2025
Reagensi, izuzev za transfuziju | 404-1-110/24-44 | 168 | Reagensi za aparat Euroimmun Analyzer I i Euroimmun analizator EI-2P | 4 | Respiratory syndytial virus IgA | RGN231643 | pakovanje | 96/1 | Euroimmun AG | Respiratorni sincicijalni virus (RSV) IgA, ELISA | 21450 | 20% | Promedia d.o.o. | 105-21/24 | 08.10.2024 | 08.10.2025
Reagensi, izuzev za transfuziju | 404-1-110/24-44 | 168 | Reagensi za aparat Euroimmun Analyzer I i Euroimmun analizator EI-2P | 5 | Respiratory syndytial virus IgG | RGN231644 | pakovanje | 96/1 | Euroimmun AG | Respiratorni sincicijalni virus (RSV) IgG, ELISA | 21450 | 20% | Promedia d.o.o. | 105-21/24 | 08.10.2024 | 08.10.2025
Reagensi, izuzev za transfuziju | 404-1-110/24-44 | 168 | Reagensi za aparat Euroimmun Analyzer I i Euroimmun analizator EI-2P | 6 | Adenovirus IgA | RGN231645 | pakovanje | 96/1 | Euroimmun AG | Adenovirus IgA, ELISA | 21450 | 20% | Promedia d.o.o. | 105-21/24 | 08.10.2024 | 08.10.2025
Reagensi, izuzev za transfuziju | 404-1-110/24-44 | 168 | Reagensi za aparat Euroimmun Analyzer I i Euroimmun analizator EI-2P | 7 | Adenovirus IgG | RGN231646 | pakovanje | 96/1 | Euroimmun AG | Adenovirus IgG, ELISA | 21450 | 20% | Promedia d.o.o. | 105-21/24 | 08.10.2024 | 08.10.2025
Reagensi, izuzev za transfuziju | 404-1-110/24-44 | 168 | Reagensi za aparat Euroimmun Analyzer I i Euroimmun analizator EI-2P | 8 | Adenovirus IgM | RGN231647 | pakovanje | 96/1 | Euroimmun AG | Adenovirus IgM (sa IgG/RF absorbensom), ELISA | 22850 | 20% | Promedia d.o.o. | 105-21/24 | 08.10.2024 | 08.10.2025
Reagensi, izuzev za transfuziju | 404-1-110/24-44 | 168 | Reagensi za aparat Euroimmun Analyzer I i Euroimmun analizator EI-2P | 9 | Bordetella pertussis toxin IgA | RGN231648 | pakovanje | 96/1 | Euroimmun AG | Bordetella pertussis toxin IgA | 26350 | 20% | Promedia d.o.o. | 105-21/24 | 08.10.2024 | 08.10.2025
Reagensi, izuzev za transfuziju | 404-1-110/24-44 | 168 | Reagensi za aparat Euroimmun Analyzer I i Euroimmun analizator EI-2P | 10 | Bordetella pertussis toxin IgG | RGN231649 | pakovanje | 96/1 | Euroimmun AG | Bordetella pertussis toxin IgG | 26350 | 20% | Promedia d.o.o. | 105-21/24 | 08.10.2024 | 08.10.2025
Reagensi, izuzev za transfuziju | 404-1-110/24-44 | 168 | Reagensi za aparat Euroimmun Analyzer I i Euroimmun analizator EI-2P | 11 | Bordetella pertusis IgM | RGN231650 | pakovanje | 96/1 | Euroimmun AG | Bordetella pertussis inc. IgG/RF IgM | 27400 | 20% | Promedia d.o.o. | 105-21/24 | 08.10.2024 | 08.10.2025
Reagensi, izuzev za transfuziju | 404-1-110/24-44 | 168 | Reagensi za aparat Euroimmun Analyzer I i Euroimmun analizator EI-2P | 12 | Helicobacter pylori IgA | RGN231651 | pakovanje | 96/1 | Euroimmun AG | Helicobacter pylori IgA, ELISA | 21450 | 20% | Promedia d.o.o. | 105-21/24 | 08.10.2024 | 08.10.2025
Reagensi, izuzev za transfuziju | 404-1-110/24-44 | 168 | Reagensi za aparat Euroimmun Analyzer I i Euroimmun analizator EI-2P | 13 | Helicobacter pylori IgG | RGN231652 | pakovanje | 96/1 | Euroimmun AG | Helicobacter pylori IgG, ELISA | 21450 | 20% | Promedia d.o.o. | 105-21/24 | 08.10.2024 | 08.10.2025
Reagensi, izuzev za transfuziju | 404-1-110/24-44 | 168 | Reagensi za aparat Euroimmun Analyzer I i Euroimmun analizator EI-2P | 14 | Campylobacter jejuni IgA | RGN231653 | pakovanje | 96/1 | Euroimmun AG | Campylobacter jejuni IgA, ELISA | 21450 | 20% | Promedia d.o.o. | 105-21/24 | 08.10.2024 | 08.10.2025
Reagensi, izuzev za transfuziju | 404-1-110/24-44 | 168 | Reagensi za aparat Euroimmun Analyzer I i Euroimmun analizator EI-2P | 15 | Campylobacter jejuni IgG | RGN231654 | pakovanje | 96/1 | Euroimmun AG | Campylobacter jejuni IgG, ELISA | 21450 | 20% | Promedia d.o.o. | 105-21/24 | 08.10.2024 | 08.10.2025
Reagensi, izuzev za transfuziju | 404-1-110/24-44 | 168 | Reagensi za aparat Euroimmun Analyzer I i Euroimmun analizator EI-2P | 16 | Treponema pallidum IgG | RGN231655 | pakovanje | 96/1 | Euroimmun AG | Treponema pallidum IgG, ELISA | 21450 | 20% | Promedia d.o.o. | 105-21/24 | 08.10.2024 | 08.10.2025
Reagensi, izuzev za transfuziju | 404-1-110/24-44 | 168 | Reagensi za aparat Euroimmun Analyzer I i Euroimmun analizator EI-2P | 17 | Treponema pallidum IgM | RGN231656 | pakovanje | 96/1 | Euroimmun AG | Treponema pallidum IgM (sa IgG/RF absorbensom), ELISA | 22850 | 20% | Promedia d.o.o. | 105-21/24 | 08.10.2024 | 08.10.2025
Reagensi, izuzev za transfuziju | 404-1-110/24-44 | 168 | Reagensi za aparat Euroimmun Analyzer I i Euroimmun analizator EI-2P | 18 | Legionella pneumophila IgG | RGN231657 | pakovanje | 96/1 | Euroimmun AG | Legionella pneumophila IgG, ELISA | 21450 | 20% | Promedia d.o.o. | 105-21/24 | 08.10.2024 | 08.10.2025
Reagensi, izuzev za transfuziju | 404-1-110/24-44 | 168 | Reagensi za aparat Euroimmun Analyzer I i Euroimmun analizator EI-2P | 19 | Legionella pneumophila IgM | RGN231658 | pakovanje | 96/1 | Euroimmun AG | Legionella pneumophila IgM (sa IgG/RF absorbensom), ELISA | 22850 | 20% | Promedia d.o.o. | 105-21/24 | 08.10.2024 | 08.10.2025
Reagensi, izuzev za transfuziju | 404-1-110/24-44 | 168 | Reagensi za aparat Euroimmun Analyzer I i Euroimmun analizator EI-2P | 20 | Coxiella burnetii phase 1 IgG | RGN231659 | pakovanje | 96/1 | Euroimmun AG | Anti-Coxiella burnetii Phase 1 ELISA (IgG) | 30260 | 20% | Promedia d.o.o. | 105-21/24 | 08.10.2024 | 08.10.2025
Reagensi, izuzev za transfuziju | 404-1-110/24-44 | 168 | Reagensi za aparat Euroimmun Analyzer I i Euroimmun analizator EI-2P | 21 | Coxiella burnetii phase 2 IgG | RGN231660 | pakovanje | 96/1 | Euroimmun AG | Anti-Coxiella burnetii Phase 2 ELISA (IgG) | 30260 | 20% | Promedia d.o.o. | 105-21/24 | 08.10.2024 | 08.10.2025
Reagensi, izuzev za transfuziju | 404-1-110/24-44 | 168 | Reagensi za aparat Euroimmun Analyzer I i Euroimmun analizator EI-2P | 22 | Coxiella burnetii phase 2 IgM | RGN231661 | pakovanje | 96/1 | Euroimmun AG | Anti-Coxiella burnetii Phase 2 ELISA (IgM) | 31500 | 20% | Promedia d.o.o. | 105-21/24 | 08.10.2024 | 08.10.2025
Reagensi, izuzev za transfuziju | 404-1-110/24-44 | 168 | Reagensi za aparat Euroimmun Analyzer I i Euroimmun analizator EI-2P | 23 | Chlamydia trachomatis IgG | RGN231662 | pakovanje | 96/1 | Euroimmun AG | Chlamydia trachomatis IgG, ELISA | 21450 | 20% | Promedia d.o.o. | 105-21/24 | 08.10.2024 | 08.10.2025
Reagensi, izuzev za transfuziju | 404-1-110/24-44 | 168 | Reagensi za aparat Euroimmun Analyzer I i Euroimmun analizator EI-2P | 24 | Chlamydia trachomatis IgM | RGN231663 | pakovanje | 96/1 | Euroimmun AG | Chlamydia trachomatis IgM (sa IgG/RF absorbensom), ELISA | 22850 | 20% | Promedia d.o.o. | 105-21/24 | 08.10.2024 | 08.10.2025
Reagensi, izuzev za transfuziju | 404-1-110/24-44 | 168 | Reagensi za aparat Euroimmun Analyzer I i Euroimmun analizator EI-2P | 25 | Chlamydia trachomatis IgA | RGN231664 | pakovanje | 96/1 | Euroimmun AG | Chlamydia trachomatis IgA, ELISA | 21450 | 20% | Promedia d.o.o. | 105-21/24 | 08.10.2024 | 08.10.2025
Reagensi, izuzev za transfuziju | 404-1-110/24-44 | 168 | Reagensi za aparat Euroimmun Analyzer I i Euroimmun analizator EI-2P | 26 | Chlamydia pneumoniae IgA | RGN231665 | pakovanje | 96/1 | Euroimmun AG | Chlamydia pneumoniae IgA, ELISA | 21450 | 20% | Promedia d.o.o. | 105-21/24 | 08.10.2024 | 08.10.2025
Reagensi, izuzev za transfuziju | 404-1-110/24-44 | 168 | Reagensi za aparat Euroimmun Analyzer I i Euroimmun analizator EI-2P | 27 | Chlamydia pneumoniae IgG | RGN231666 | pakovanje | 96/1 | Euroimmun AG | Chlamydia pneumoniae IgG, ELISA | 21450 | 20% | Promedia d.o.o. | 105-21/24 | 08.10.2024 | 08.10.2025
Reagensi, izuzev za transfuziju | 404-1-110/24-44 | 168 | Reagensi za aparat Euroimmun Analyzer I i Euroimmun analizator EI-2P | 28 | Chlamydia pneumoniae IgM | RGN231667 | pakovanje | 96/1 | Euroimmun AG | Chlamydia pneumoniae IgM (sa IgG/RF absorbensom), ELISA | 22850 | 20% | Promedia d.o.o. | 105-21/24 | 08.10.2024 | 08.10.2025
Reagensi, izuzev za transfuziju | 404-1-110/24-44 | 168 | Reagensi za aparat Euroimmun Analyzer I i Euroimmun analizator EI-2P | 29 | Mycoplasma pneumoniae IgA | RGN231668 | pakovanje | 96/1 | Euroimmun AG | Mycoplasma pneumoniae IgA | 21450 | 20% | Promedia d.o.o. | 105-21/24 | 08.10.2024 | 08.10.2025
Reagensi, izuzev za transfuziju | 404-1-110/24-44 | 168 | Reagensi za aparat Euroimmun Analyzer I i Euroimmun analizator EI-2P | 30 | Mycoplasma pneumoniae IgG | RGN231669 | pakovanje | 96/1 | Euroimmun AG | Mycoplasma pneumoniae IgG | 21450 | 20% | Promedia d.o.o. | 105-21/24 | 08.10.2024 | 08.10.2025
Reagensi, izuzev za transfuziju | 404-1-110/24-44 | 168 | Reagensi za aparat Euroimmun Analyzer I i Euroimmun analizator EI-2P | 31 | Mycoplasma pneumoniae IgM | RGN231670 | pakovanje | 96/1 | Euroimmun AG | Mycoplasma pneumoniae IgM (sa IgG/RF absorbensom) | 22850 | 20% | Promedia d.o.o. | 105-21/24 | 08.10.2024 | 08.10.2025
Reagensi, izuzev za transfuziju | 404-1-110/24-44 | 168 | Reagensi za aparat Euroimmun Analyzer I i Euroimmun analizator EI-2P | 32 | Schistosoma IgG | RGN231671 | pakovanje | 96/1 | Euroimmun AG | Schistosoma IgG, Elisa | 39500 | 20% | Promedia d.o.o. | 105-21/24 | 08.10.2024 | 08.10.2025
Reagensi, izuzev za transfuziju | 404-1-110/24-44 | 168 | Reagensi za aparat Euroimmun Analyzer I i Euroimmun analizator EI-2P | 33 | Schistosoma IgM | RGN231672 | pakovanje | 96/1 | Euroimmun AG | Schistosoma IgM, Elisa | 40200 | 20% | Promedia d.o.o. | 105-21/24 | 08.10.2024 | 08.10.2025
Reagensi, izuzev za transfuziju | 404-1-110/24-44 | 168 | Reagensi za aparat Euroimmun Analyzer I i Euroimmun analizator EI-2P | 34 | Parvovirus IgG | RGN231673 | pakovanje | 96/1 | Euroimmun AG | Parvovirus B19 IgG, ELISA | 21450 | 20% | Promedia d.o.o. | 105-21/24 | 08.10.2024 | 08.10.2025
Reagensi, izuzev za transfuziju | 404-1-110/24-44 | 168 | Reagensi za aparat Euroimmun Analyzer I i Euroimmun analizator EI-2P | 35 | Parvovirus IgM | RGN231674 | pakovanje | 96/1 | Euroimmun AG | Parvovirus B19 IgM (sa IgG/RF absorbensom), ELISA | 22850 | 20% | Promedia d.o.o. | 105-21/24 | 08.10.2024 | 08.10.2025
Reagensi, izuzev za transfuziju | 404-1-110/24-44 | 168 | Reagensi za aparat Euroimmun Analyzer I i Euroimmun analizator EI-2P | 36 | Rubella IgG | RGN231675 | pakovanje | 96/1 | Euroimmun AG | Rubella virus IgG, ELISA | 21450 | 20% | Promedia d.o.o. | 105-21/24 | 08.10.2024 | 08.10.2025
Reagensi, izuzev za transfuziju | 404-1-110/24-44 | 168 | Reagensi za aparat Euroimmun Analyzer I i Euroimmun analizator EI-2P | 37 | Rubella IgM | RGN231676 | pakovanje | 96/1 | Euroimmun AG | Rubella virus glycoprotein IgM, ELISA | 22850 | 20% | Promedia d.o.o. | 105-21/24 | 08.10.2024 | 08.10.2025
Reagensi, izuzev za transfuziju | 404-1-110/24-44 | 168 | Reagensi za aparat Euroimmun Analyzer I i Euroimmun analizator EI-2P | 38 | Rubella IgG avidity | RGN231677 | pakovanje | 96/1 | Euroimmun AG | Rubella virus IgG za ispitivanje aviditeta, ELISA | 23500 | 20% | Promedia d.o.o. | 105-21/24 | 08.10.2024 | 08.10.2025
Reagensi, izuzev za transfuziju | 404-1-110/24-44 | 168 | Reagensi za aparat Euroimmun Analyzer I i Euroimmun analizator EI-2P | 39 | Measles IgG | RGN231678 | pakovanje | 96/1 | Euroimmun AG | Morbilli virus IgG, ELISA | 21450 | 20% | Promedia d.o.o. | 105-21/24 | 08.10.2024 | 08.10.2025
Reagensi, izuzev za transfuziju | 404-1-110/24-44 | 168 | Reagensi za aparat Euroimmun Analyzer I i Euroimmun analizator EI-2P | 40 | Measles IgM | RGN231679 | pakovanje | 96/1 | Euroimmun AG | Morbilli virus IgM (sa IgG/RF absorbensom), ELISA | 22850 | 20% | Promedia d.o.o. | 105-21/24 | 08.10.2024 | 08.10.2025
Reagensi, izuzev za transfuziju | 404-1-110/24-44 | 168 | Reagensi za aparat Euroimmun Analyzer I i Euroimmun analizator EI-2P | 41 | Measles IgG avidity | RGN231680 | pakovanje | 96/1 | Euroimmun AG | Morbilli virus IgG za ispitivanje aviditeta, ELISA | 23500 | 20% | Promedia d.o.o. | 105-21/24 | 08.10.2024 | 08.10.2025
Reagensi, izuzev za transfuziju | 404-1-110/24-44 | 168 | Reagensi za aparat Euroimmun Analyzer I i Euroimmun analizator EI-2P | 42 | Mumps IgG | RGN231681 | pakovanje | 96/1 | Euroimmun AG | Mumps virus IgG, ELISA | 21450 | 20% | Promedia d.o.o. | 105-21/24 | 08.10.2024 | 08.10.2025
Reagensi, izuzev za transfuziju | 404-1-110/24-44 | 168 | Reagensi za aparat Euroimmun Analyzer I i Euroimmun analizator EI-2P | 43 | Mumps IgM | RGN231682 | pakovanje | 96/1 | Euroimmun AG | Mumps virus IgM (sa IgG/RF absorbensom), ELISA | 22850 | 20% | Promedia d.o.o. | 105-21/24 | 08.10.2024 | 08.10.2025
Reagensi, izuzev za transfuziju | 404-1-110/24-44 | 168 | Reagensi za aparat Euroimmun Analyzer I i Euroimmun analizator EI-2P | 44 | Varicella zoster virus IgG | RGN231683 | pakovanje | 96/1 | Euroimmun AG | Varicella zoster virus (VZV) IgG, ELISA | 21450 | 20% | Promedia d.o.o. | 105-21/24 | 08.10.2024 | 08.10.2025
Reagensi, izuzev za transfuziju | 404-1-110/24-44 | 168 | Reagensi za aparat Euroimmun Analyzer I i Euroimmun analizator EI-2P | 45 | Varicella zoster virus IgM | RGN231684 | pakovanje | 96/1 | Euroimmun AG | Varicella zoster virus (VZV) IgM (sa IgG/RF absorbensom), ELISA | 22850 | 20% | Promedia d.o.o. | 105-21/24 | 08.10.2024 | 08.10.2025
Reagensi, izuzev za transfuziju | 404-1-110/24-44 | 168 | Reagensi za aparat Euroimmun Analyzer I i Euroimmun analizator EI-2P | 46 | Varicella zoster virus IgG avidity | RGN231685 | pakovanje | 96/1 | Euroimmun AG | Varicella zoster virus avidity, IgG ELISA | 23500 | 20% | Promedia d.o.o. | 105-21/24 | 08.10.2024 | 08.10.2025
Reagensi, izuzev za transfuziju | 404-1-110/24-44 | 168 | Reagensi za aparat Euroimmun Analyzer I i Euroimmun analizator EI-2P | 47 | TBE IgG | RGN231686 | pakovanje | 96/1 | Euroimmun AG | Anti-TBE Virus ELISA 2.0 (IgG) | 32100 | 20% | Promedia d.o.o. | 105-21/24 | 08.10.2024 | 08.10.2025
Reagensi, izuzev za transfuziju | 404-1-110/24-44 | 168 | Reagensi za aparat Euroimmun Analyzer I i Euroimmun analizator EI-2P | 48 | TBE IgM | RGN231687 | pakovanje | 96/1 | Euroimmun AG | TBE virus IgM, ELISA | 33500 | 20% | Promedia d.o.o. | 105-21/24 | 08.10.2024 | 08.10.2025
Reagensi, izuzev za transfuziju | 404-1-110/24-44 | 168 | Reagensi za aparat Euroimmun Analyzer I i Euroimmun analizator EI-2P | 49 | TBE IgG avidity | RGN231688 | pakovanje | 96/1 | Euroimmun AG | TBE virus avidity test IgG | 34200 | 20% | Promedia d.o.o. | 105-21/24 | 08.10.2024 | 08.10.2025
Reagensi, izuzev za transfuziju | 404-1-110/24-44 | 168 | Reagensi za aparat Euroimmun Analyzer I i Euroimmun analizator EI-2P | 50 | West Nile virus IgG | RGN231689 | pakovanje | 96/1 | Euroimmun AG | West Nile virus (Virus Zapadnog Nila) IgG, ELISA | 38500 | 20% | Promedia d.o.o. | 105-21/24 | 08.10.2024 | 08.10.2025
Reagensi, izuzev za transfuziju | 404-1-110/24-44 | 168 | Reagensi za aparat Euroimmun Analyzer I i Euroimmun analizator EI-2P | 51 | West Nile virus IgM | RGN231690 | pakovanje | 96/1 | Euroimmun AG | West Nile virus (Virus Zapadnog Nila) IgM, ELISA | 39500 | 20% | Promedia d.o.o. | 105-21/24 | 08.10.2024 | 08.10.2025
Reagensi, izuzev za transfuziju | 404-1-110/24-44 | 168 | Reagensi za aparat Euroimmun Analyzer I i Euroimmun analizator EI-2P | 52 | West Nile virus IgG avidity | RGN231691 | pakovanje | 96/1 | Euroimmun AG | West Nile virus aviditet IgG ELISA | 40200 | 20% | Promedia d.o.o. | 105-21/24 | 08.10.2024 | 08.10.2025
Reagensi, izuzev za transfuziju | 404-1-110/24-44 | 168 | Reagensi za aparat Euroimmun Analyzer I i Euroimmun analizator EI-2P | 53 | Dengue virus IgG | RGN231692 | pakovanje | 96/1 | Euroimmun AG | Dengue virus IgG, ELISA | 42010 | 20% | Promedia d.o.o. | 105-21/24 | 08.10.2024 | 08.10.2025
Reagensi, izuzev za transfuziju | 404-1-110/24-44 | 168 | Reagensi za aparat Euroimmun Analyzer I i Euroimmun analizator EI-2P | 54 | Dengue virus IgM | RGN231693 | pakovanje | 96/1 | Euroimmun AG | Dengue virus IgM (sa IgG/RF absorbensom) , ELISA | 42400 | 20% | Promedia d.o.o. | 105-21/24 | 08.10.2024 | 08.10.2025
Reagensi, izuzev za transfuziju | 404-1-110/24-44 | 168 | Reagensi za aparat Euroimmun Analyzer I i Euroimmun analizator EI-2P | 55 | Influenza virus type A IgA | RGN231694 | pakovanje | 96/1 | Euroimmun AG | Influenza virus type A IgA, ELISA | 21450 | 20% | Promedia d.o.o. | 105-21/24 | 08.10.2024 | 08.10.2025
Reagensi, izuzev za transfuziju | 404-1-110/24-44 | 168 | Reagensi za aparat Euroimmun Analyzer I i Euroimmun analizator EI-2P | 56 | Influenza virus type A IgG | RGN231695 | pakovanje | 96/1 | Euroimmun AG | Influenza virus tip A IgG, ELISA | 21450 | 20% | Promedia d.o.o. | 105-21/24 | 08.10.2024 | 08.10.2025
Reagensi, izuzev za transfuziju | 404-1-110/24-44 | 168 | Reagensi za aparat Euroimmun Analyzer I i Euroimmun analizator EI-2P | 57 | Influenza virus type B IgA | RGN231696 | pakovanje | 96/1 | Euroimmun AG | Influenza virus tip B IgA, ELISA | 21450 | 20% | Promedia d.o.o. | 105-21/24 | 08.10.2024 | 08.10.2025
Reagensi, izuzev za transfuziju | 404-1-110/24-44 | 168 | Reagensi za aparat Euroimmun Analyzer I i Euroimmun analizator EI-2P | 58 | Influenza virus type B IgG | RGN231697 | pakovanje | 96/1 | Euroimmun AG | Influenza virus tip B IgG, ELISA | 21450 | 20% | Promedia d.o.o. | 105-21/24 | 08.10.2024 | 08.10.2025
Reagensi, izuzev za transfuziju | 404-1-110/24-44 | 168 | Reagensi za aparat Euroimmun Analyzer I i Euroimmun analizator EI-2P | 59 | Parainfluenza virus IgA | RGN231698 | pakovanje | 96/1 | Euroimmun AG | Parainfluenza virus types 1-4 (Pool) IgA, ELISA | 21450 | 20% | Promedia d.o.o. | 105-21/24 | 08.10.2024 | 08.10.2025
Reagensi, izuzev za transfuziju | 404-1-110/24-44 | 168 | Reagensi za aparat Euroimmun Analyzer I i Euroimmun analizator EI-2P | 60 | Parainfluenza virus IgG | RGN231699 | pakovanje | 96/1 | Euroimmun AG | Parainfluenza virus types 1-4 (Pool) IgG, ELISA | 21450 | 20% | Promedia d.o.o. | 105-21/24 | 08.10.2024 | 08.10.2025
Reagensi, izuzev za transfuziju | 404-1-110/24-44 | 168 | Reagensi za aparat Euroimmun Analyzer I i Euroimmun analizator EI-2P | 61 | Enterovirus IgA | RGN231700 | pakovanje | 96/1 | Euroimmun AG | Anti-Enterovirus ELISA (IgA) | 21450 | 20% | Promedia d.o.o. | 105-21/24 | 08.10.2024 | 08.10.2025
Reagensi, izuzev za transfuziju | 404-1-110/24-44 | 168 | Reagensi za aparat Euroimmun Analyzer I i Euroimmun analizator EI-2P | 62 | Enterovirus IgG | RGN231701 | pakovanje | 96/1 | Euroimmun AG | Anti-Enterovirus ELISA (IgG) | 21450 | 20% | Promedia d.o.o. | 105-21/24 | 08.10.2024 | 08.10.2025
Reagensi, izuzev za transfuziju | 404-1-110/24-44 | 168 | Reagensi za aparat Euroimmun Analyzer I i Euroimmun analizator EI-2P | 63 | Enterovirus IgM | RGN231702 | pakovanje | 96/1 | Euroimmun AG | Anti-Enterovirus ELISA (IgM) | 22850 | 20% | Promedia d.o.o. | 105-21/24 | 08.10.2024 | 08.10.2025
Reagensi, izuzev za transfuziju | 404-1-110/24-44 | 168 | Reagensi za aparat Euroimmun Analyzer I i Euroimmun analizator EI-2P | 64 | Hantavirus pool IgG | RGN231703 | pakovanje | 96/1 | Euroimmun AG | Hanta virus IgG, ELISA | 32550 | 20% | Promedia d.o.o. | 105-21/24 | 08.10.2024 | 08.10.2025
Reagensi, izuzev za transfuziju | 404-1-110/24-44 | 168 | Reagensi za aparat Euroimmun Analyzer I i Euroimmun analizator EI-2P | 65 | Hantavirus pool IgM | RGN231704 | pakovanje | 96/1 | Euroimmun AG | Hanta virus IgM, ELISA | 33400 | 20% | Promedia d.o.o. | 105-21/24 | 08.10.2024 | 08.10.2025
Reagensi, izuzev za transfuziju | 404-1-110/24-44 | 168 | Reagensi za aparat Euroimmun Analyzer I i Euroimmun analizator EI-2P | 66 | Epstein-Barr virus nuclear antigen IgG | RGN231705 | pakovanje | 96/1 | Euroimmun AG | Epstein Barr virus nuklearni antigen (EBNA-1) IgG, ELISA | 21450 | 20% | Promedia d.o.o. | 105-21/24 | 08.10.2024 | 08.10.2025
Reagensi, izuzev za transfuziju | 404-1-110/24-44 | 168 | Reagensi za aparat Euroimmun Analyzer I i Euroimmun analizator EI-2P | 67 | Epstein-Barr virus nuclear antigen IgA | RGN231706 | pakovanje | 96/1 | Euroimmun AG | Epstein-Barr virus early antigen diffuse (EBV-EA-D) IgA, Elisa | 21450 | 20% | Promedia d.o.o. | 105-21/24 | 08.10.2024 | 08.10.2025
Reagensi, izuzev za transfuziju | 404-1-110/24-44 | 168 | Reagensi za aparat Euroimmun Analyzer I i Euroimmun analizator EI-2P | 68 | Epstein-Barr avidity IgG | RGN231707 | pakovanje | 96/1 | Euroimmun AG | Epstein Barr virus kapsid antigen (EBV-CA) IgG for avidity determination | 23500 | 20% | Promedia d.o.o. | 105-21/24 | 08.10.2024 | 08.10.2025
Reagensi, izuzev za transfuziju | 404-1-110/24-44 | 168 | Reagensi za aparat Euroimmun Analyzer I i Euroimmun analizator EI-2P | 69 | Toxoplasma avidity IgG | RGN231708 | pakovanje | 96/1 | Euroimmun AG | Toxoplasma gondii IgG za ispitivanje aviditeta, ELISA | 23500 | 20% | Promedia d.o.o. | 105-21/24 | 08.10.2024 | 08.10.2025
Reagensi, izuzev za transfuziju | 404-1-110/24-44 | 168 | Reagensi za aparat Euroimmun Analyzer I i Euroimmun analizator EI-2P | 70 | Cytomegalo virus avidity IgG | RGN231709 | pakovanje | 96/1 | Euroimmun AG | Cytomegalovirus IgG za ispitivanje aviditeta, ELISA | 23500 | 20% | Promedia d.o.o. | 105-21/24 | 08.10.2024 | 08.10.2025
Reagensi, izuzev za transfuziju | 404-1-110/24-44 | 168 | Reagensi za aparat Euroimmun Analyzer I i Euroimmun analizator EI-2P | 71 | TPO IgG | RGN231710 | pakovanje | 96/1 | Euroimmun AG | TPO (tiroidna peroksidaza) IgG, ELISA | 16400 | 20% | Promedia d.o.o. | 105-21/24 | 08.10.2024 | 08.10.2025
Reagensi, izuzev za transfuziju | 404-1-110/24-44 | 168 | Reagensi za aparat Euroimmun Analyzer I i Euroimmun analizator EI-2P | 72 | TG IgG | RGN231711 | pakovanje | 96/1 | Euroimmun AG | TG (tiroglobulin) IgG, ELISA | 16400 | 20% | Promedia d.o.o. | 105-21/24 | 08.10.2024 | 08.10.2025
Reagensi, izuzev za transfuziju | 404-1-110/24-44 | 168 | Reagensi za aparat Euroimmun Analyzer I i Euroimmun analizator EI-2P | 73 | TSH receptor IgG | RGN231712 | pakovanje | 96/1 | Euroimmun AG | TSH receptor IgG, FAST ELISA | 43450 | 20% | Promedia d.o.o. | 105-21/24 | 08.10.2024 | 08.10.2025
Reagensi, izuzev za transfuziju | 404-1-110/24-44 | 168 | Reagensi za aparat Euroimmun Analyzer I i Euroimmun analizator EI-2P | 74 | GAD IgG | RGN231713 | pakovanje | 96/1 | Euroimmun AG | GAD IgG, ELISA | 51200 | 20% | Promedia d.o.o. | 105-21/24 | 08.10.2024 | 08.10.2025
Reagensi, izuzev za transfuziju | 404-1-110/24-44 | 168 | Reagensi za aparat Euroimmun Analyzer I i Euroimmun analizator EI-2P | 75 | IA2 IgG | RGN231714 | pakovanje | 96/1 | Euroimmun AG | IA-2, ELISA | 51200 | 20% | Promedia d.o.o. | 105-21/24 | 08.10.2024 | 08.10.2025
Reagensi, izuzev za transfuziju | 404-1-110/24-44 | 168 | Reagensi za aparat Euroimmun Analyzer I i Euroimmun analizator EI-2P | 76 | c ANCA IgG | RGN231715 | pakovanje | 96/1 | Euroimmun AG | cANCA (proteinaza 3-PR3-hn-hr) IgG, ELISA | 19140 | 20% | Promedia d.o.o. | 105-21/24 | 08.10.2024 | 08.10.2025
Reagensi, izuzev za transfuziju | 404-1-110/24-44 | 168 | Reagensi za aparat Euroimmun Analyzer I i Euroimmun analizator EI-2P | 77 | p ANCA IgG | RGN231716 | pakovanje | 96/1 | Euroimmun AG | pANCA (mijeloperoksidaza-MPO) IgG, ELISA | 19140 | 20% | Promedia d.o.o. | 105-21/24 | 08.10.2024 | 08.10.2025
Reagensi, izuzev za transfuziju | 404-1-110/24-44 | 168 | Reagensi za aparat Euroimmun Analyzer I i Euroimmun analizator EI-2P | 78 | GBM IgG | RGN231717 | pakovanje | 96/1 | Euroimmun AG | GBM (membrana glomerularne baze) IgG, ELISA | 20350 | 20% | Promedia d.o.o. | 105-21/24 | 08.10.2024 | 08.10.2025
Reagensi, izuzev za transfuziju | 404-1-110/24-44 | 168 | Reagensi za aparat Euroimmun Analyzer I i Euroimmun analizator EI-2P | 79 | PLA2 Receptor IgG | RGN231718 | pakovanje | 96/1 | Euroimmun AG | Anti-Phosphoolipase A2 Receptor, PLA2 Rc, ELISA | 75000 | 20% | Promedia d.o.o. | 105-21/24 | 08.10.2024 | 08.10.2025
Reagensi, izuzev za transfuziju | 404-1-110/24-44 | 168 | Reagensi za aparat Euroimmun Analyzer I i Euroimmun analizator EI-2P | 80 | SLA/LP IgG | RGN231719 | pakovanje | 96/1 | Euroimmun AG | SLA/LP (rastvorljivi jetreni antigeni/jetra-pankreas Ag) IgG, ELISA | 20350 | 20% | Promedia d.o.o. | 105-21/24 | 08.10.2024 | 08.10.2025
Reagensi, izuzev za transfuziju | 404-1-110/24-44 | 168 | Reagensi za aparat Euroimmun Analyzer I i Euroimmun analizator EI-2P | 81 | LC-1 IgG | RGN231720 | pakovanje | 96/1 | Euroimmun AG | LC-1 (Cytosolic liver Ag type 1) IgG, ELISA | 20350 | 20% | Promedia d.o.o. | 105-21/24 | 08.10.2024 | 08.10.2025
Reagensi, izuzev za transfuziju | 404-1-110/24-44 | 168 | Reagensi za aparat Euroimmun Analyzer I i Euroimmun analizator EI-2P | 82 | LKM 1 IgG | RGN231721 | pakovanje | 96/1 | Euroimmun AG | LKM-1 (jetra-bubreg mikrozomi) IgG, ELISA | 20350 | 20% | Promedia d.o.o. | 105-21/24 | 08.10.2024 | 08.10.2025
Reagensi, izuzev za transfuziju | 404-1-110/24-44 | 168 | Reagensi za aparat Euroimmun Analyzer I i Euroimmun analizator EI-2P | 83 | Instrisic factor IgG | RGN231722 | pakovanje | 96/1 | Euroimmun AG | Unutrasnji faktor (Intrinsic factor) IgG, ELISA | 26950 | 20% | Promedia d.o.o. | 105-21/24 | 08.10.2024 | 08.10.2025
Reagensi, izuzev za transfuziju | 404-1-110/24-44 | 168 | Reagensi za aparat Euroimmun Analyzer I i Euroimmun analizator EI-2P | 84 | Dermatology Profile IgG | RGN231723 | pakovanje | 96/1 | Euroimmun AG | Dermatology Profile IgG Elisa | 49060 | 20% | Promedia d.o.o. | 105-21/24 | 08.10.2024 | 08.10.2025
Reagensi, izuzev za transfuziju | 404-1-110/24-44 | 168 | Reagensi za aparat Euroimmun Analyzer I i Euroimmun analizator EI-2P | 85 | Desmoglein 1 IgG | RGN231724 | pakovanje | 96/1 | Euroimmun AG | Desmoglein 1 IgG, ELISA | 49060 | 20% | Promedia d.o.o. | 105-21/24 | 08.10.2024 | 08.10.2025
Reagensi, izuzev za transfuziju | 404-1-110/24-44 | 168 | Reagensi za aparat Euroimmun Analyzer I i Euroimmun analizator EI-2P | 86 | Desmoglein 3 IgG | RGN231725 | pakovanje | 96/1 | Euroimmun AG | Desmoglein 3 IgG, ELISA | 49060 | 20% | Promedia d.o.o. | 105-21/24 | 08.10.2024 | 08.10.2025
Reagensi, izuzev za transfuziju | 404-1-110/24-44 | 168 | Reagensi za aparat Euroimmun Analyzer I i Euroimmun analizator EI-2P | 87 | BP230 -CF IgG | RGN231726 | pakovanje | 96/1 | Euroimmun AG | BP230-CF IgG | 50200 | 20% | Promedia d.o.o. | 105-21/24 | 08.10.2024 | 08.10.2025
Reagensi, izuzev za transfuziju | 404-1-110/24-44 | 168 | Reagensi za aparat Euroimmun Analyzer I i Euroimmun analizator EI-2P | 88 | BP180 IgG | RGN231727 | pakovanje | 96/1 | Euroimmun AG | BP180-4X IgG | 50200 | 20% | Promedia d.o.o. | 105-21/24 | 08.10.2024 | 08.10.2025
Reagensi, izuzev za transfuziju | 404-1-110/24-44 | 168 | Reagensi za aparat Euroimmun Analyzer I i Euroimmun analizator EI-2P | 89 | CCP IgG | RGN231728 | pakovanje | 96/1 | Euroimmun AG | CCP (ciklični citrulinisani peptid) IgG, ELISA | 29150 | 20% | Promedia d.o.o. | 105-21/24 | 08.10.2024 | 08.10.2025
Reagensi, izuzev za transfuziju | 404-1-110/24-44 | 168 | Reagensi za aparat Euroimmun Analyzer I i Euroimmun analizator EI-2P | 90 | Histoni IgG | RGN231729 | pakovanje | 96/1 | Euroimmun AG | Histoni IgG, ELISA | 20350 | 20% | Promedia d.o.o. | 105-21/24 | 08.10.2024 | 08.10.2025
Reagensi, izuzev za transfuziju | 404-1-110/24-44 | 168 | Reagensi za aparat Euroimmun Analyzer I i Euroimmun analizator EI-2P | 91 | ds DNA IgG | RGN231730 | pakovanje | 96/1 | Euroimmun AG | Anti dsDNA-nukleozomi, IgG | 20350 | 20% | Promedia d.o.o. | 105-21/24 | 08.10.2024 | 08.10.2025
Reagensi, izuzev za transfuziju | 404-1-110/24-44 | 168 | Reagensi za aparat Euroimmun Analyzer I i Euroimmun analizator EI-2P | 92 | Nucleosomes IgG | RGN231731 | pakovanje | 96/1 | Euroimmun AG | Anti-Nukleozomna antitela IgG, ELISA | 20350 | 20% | Promedia d.o.o. | 105-21/24 | 08.10.2024 | 08.10.2025
Reagensi, izuzev za transfuziju | 404-1-110/24-44 | 168 | Reagensi za aparat Euroimmun Analyzer I i Euroimmun analizator EI-2P | 93 | Pm-Scl IgG | RGN231732 | pakovanje | 96/1 | Euroimmun AG | PM-Scl IgG ELISA | 20350 | 20% | Promedia d.o.o. | 105-21/24 | 08.10.2024 | 08.10.2025
Reagensi, izuzev za transfuziju | 404-1-110/24-44 | 168 | Reagensi za aparat Euroimmun Analyzer I i Euroimmun analizator EI-2P | 94 | Anti ENA Profile IgG | RGN231733 | pakovanje | 96/1 | Euroimmun AG | Anti-ENA profil plus 1 IgG, ELISA | 28770 | 20% | Promedia d.o.o. | 105-21/24 | 08.10.2024 | 08.10.2025
Reagensi, izuzev za transfuziju | 404-1-110/24-44 | 168 | Reagensi za aparat Euroimmun Analyzer I i Euroimmun analizator EI-2P | 95 | Anti ENA Pool IgG | RGN231734 | pakovanje | 96/1 | Euroimmun AG | Anti-ENA PoolPlus (nRNP/Sm, Sm, SS-A, SS-B, Scl-70, Jo-1) IgG, ELISA | 35750 | 20% | Promedia d.o.o. | 105-21/24 | 08.10.2024 | 08.10.2025
Reagensi, izuzev za transfuziju | 404-1-110/24-44 | 168 | Reagensi za aparat Euroimmun Analyzer I i Euroimmun analizator EI-2P | 96 | n RNP/Sm IgG | RGN231735 | pakovanje | 96/1 | Euroimmun AG | nRNP/Sm IgG, ELISA | 20350 | 20% | Promedia d.o.o. | 105-21/24 | 08.10.2024 | 08.10.2025
Reagensi, izuzev za transfuziju | 404-1-110/24-44 | 168 | Reagensi za aparat Euroimmun Analyzer I i Euroimmun analizator EI-2P | 97 | ANA Screen IgG | RGN231736 | pakovanje | 96/1 | Euroimmun AG | ANA screen IgG, ELISA | 32890 | 20% | Promedia d.o.o. | 105-21/24 | 08.10.2024 | 08.10.2025
Reagensi, izuzev za transfuziju | 404-1-110/24-44 | 168 | Reagensi za aparat Euroimmun Analyzer I i Euroimmun analizator EI-2P | 98 | Sm IgG | RGN231737 | pakovanje | 96/1 | Euroimmun AG | Sm IgG, ELISA | 20350 | 20% | Promedia d.o.o. | 105-21/24 | 08.10.2024 | 08.10.2025
Reagensi, izuzev za transfuziju | 404-1-110/24-44 | 168 | Reagensi za aparat Euroimmun Analyzer I i Euroimmun analizator EI-2P | 99 | SS-A IgG | RGN231738 | pakovanje | 96/1 | Euroimmun AG | SS-A (Ro) IgG, ELISA | 20350 | 20% | Promedia d.o.o. | 105-21/24 | 08.10.2024 | 08.10.2025
Reagensi, izuzev za transfuziju | 404-1-110/24-44 | 168 | Reagensi za aparat Euroimmun Analyzer I i Euroimmun analizator EI-2P | 100 | SS-B IgG | RGN231739 | pakovanje | 96/1 | Euroimmun AG | SS-B (La) IgG, ELISA | 20350 | 20% | Promedia d.o.o. | 105-21/24 | 08.10.2024 | 08.10.2025
Reagensi, izuzev za transfuziju | 404-1-110/24-44 | 168 | Reagensi za aparat Euroimmun Analyzer I i Euroimmun analizator EI-2P | 101 | Scl-70 IgG | RGN231740 | pakovanje | 96/1 | Euroimmun AG | Scl-70 IgG, ELISA | 20350 | 20% | Promedia d.o.o. | 105-21/24 | 08.10.2024 | 08.10.2025
Reagensi, izuzev za transfuziju | 404-1-110/24-44 | 168 | Reagensi za aparat Euroimmun Analyzer I i Euroimmun analizator EI-2P | 102 | DFS70 IgG | RGN231741 | pakovanje | 96/1 | Euroimmun AG | DFS70 IgG | 41200 | 20% | Promedia d.o.o. | 105-21/24 | 08.10.2024 | 08.10.2025
Reagensi, izuzev za transfuziju | 404-1-110/24-44 | 168 | Reagensi za aparat Euroimmun Analyzer I i Euroimmun analizator EI-2P | 103 | Centromeres IgG | RGN231742 | pakovanje | 96/1 | Euroimmun AG | Centromere IgG, ELISA | 20350 | 20% | Promedia d.o.o. | 105-21/24 | 08.10.2024 | 08.10.2025
Reagensi, izuzev za transfuziju | 404-1-110/24-44 | 168 | Reagensi za aparat Euroimmun Analyzer I i Euroimmun analizator EI-2P | 104 | Cardiolipin IgA | RGN231743 | pakovanje | 96/1 | Euroimmun AG | Cardiolipin (AMA M1) IgA, ELISA | 15400 | 20% | Promedia d.o.o. | 105-21/24 | 08.10.2024 | 08.10.2025
Reagensi, izuzev za transfuziju | 404-1-110/24-44 | 168 | Reagensi za aparat Euroimmun Analyzer I i Euroimmun analizator EI-2P | 105 | Cardiolipin IgG | RGN231744 | pakovanje | 96/1 | Euroimmun AG | Cardiolipin (AMA M1) IgG, ELISA | 15400 | 20% | Promedia d.o.o. | 105-21/24 | 08.10.2024 | 08.10.2025
Reagensi, izuzev za transfuziju | 404-1-110/24-44 | 168 | Reagensi za aparat Euroimmun Analyzer I i Euroimmun analizator EI-2P | 106 | Cardiolipin IgM | RGN231745 | pakovanje | 96/1 | Euroimmun AG | Cardiolipin (AMA M1) IgM, ELISA | 15400 | 20% | Promedia d.o.o. | 105-21/24 | 08.10.2024 | 08.10.2025
Reagensi, izuzev za transfuziju | 404-1-110/24-44 | 168 | Reagensi za aparat Euroimmun Analyzer I i Euroimmun analizator EI-2P | 107 | AMA-M2-3E IgG | RGN231746 | pakovanje | 96/1 | Euroimmun AG | AMA M2-3E IgG, ELISA | 20350 | 20% | Promedia d.o.o. | 105-21/24 | 08.10.2024 | 08.10.2025
Reagensi, izuzev za transfuziju | 404-1-110/24-44 | 168 | Reagensi za aparat Euroimmun Analyzer I i Euroimmun analizator EI-2P | 108 | Phosphatidylserin IgA | RGN231747 | pakovanje | 96/1 | Euroimmun AG | Fosfatidilserin IgA, ELISA | 15400 | 20% | Promedia d.o.o. | 105-21/24 | 08.10.2024 | 08.10.2025
Reagensi, izuzev za transfuziju | 404-1-110/24-44 | 168 | Reagensi za aparat Euroimmun Analyzer I i Euroimmun analizator EI-2P | 109 | Phosphatidylserin IgG | RGN231748 | pakovanje | 96/1 | Euroimmun AG | Fosfatidilserin IgG, ELISA | 15400 | 20% | Promedia d.o.o. | 105-21/24 | 08.10.2024 | 08.10.2025
Reagensi, izuzev za transfuziju | 404-1-110/24-44 | 168 | Reagensi za aparat Euroimmun Analyzer I i Euroimmun analizator EI-2P | 110 | Phosphatidylserin IgM | RGN231749 | pakovanje | 96/1 | Euroimmun AG | Fosfatidilserin IgM, ELISA | 15400 | 20% | Promedia d.o.o. | 105-21/24 | 08.10.2024 | 08.10.2025
Reagensi, izuzev za transfuziju | 404-1-110/24-44 | 168 | Reagensi za aparat Euroimmun Analyzer I i Euroimmun analizator EI-2P | 111 | beta2 glycoprotein 1 IgA | RGN231750 | pakovanje | 96/1 | Euroimmun AG | beta2-glikoprotein 1 IgA, ELISA | 15400 | 20% | Promedia d.o.o. | 105-21/24 | 08.10.2024 | 08.10.2025
Reagensi, izuzev za transfuziju | 404-1-110/24-44 | 168 | Reagensi za aparat Euroimmun Analyzer I i Euroimmun analizator EI-2P | 112 | beta2 glycoprotein 1 IgG | RGN231751 | pakovanje | 96/1 | Euroimmun AG | beta2-glikoprotein 1 IgG, ELISA | 15400 | 20% | Promedia d.o.o. | 105-21/24 | 08.10.2024 | 08.10.2025
Reagensi, izuzev za transfuziju | 404-1-110/24-44 | 168 | Reagensi za aparat Euroimmun Analyzer I i Euroimmun analizator EI-2P | 113 | beta2 glycoprotein 1 IgM | RGN231752 | pakovanje | 96/1 | Euroimmun AG | beta2-glikoprotein 1 IgM, ELISA | 15400 | 20% | Promedia d.o.o. | 105-21/24 | 08.10.2024 | 08.10.2025
Reagensi, izuzev za transfuziju | 404-1-110/24-44 | 168 | Reagensi za aparat Euroimmun Analyzer I i Euroimmun analizator EI-2P | 114 | Ribosomal P protein IgG | RGN231753 | pakovanje | 96/1 | Euroimmun AG | Ribozomalni P-proteini IgG, ELISA | 20350 | 20% | Promedia d.o.o. | 105-21/24 | 08.10.2024 | 08.10.2025
Reagensi, izuzev za transfuziju | 404-1-110/24-44 | 168 | Reagensi za aparat Euroimmun Analyzer I i Euroimmun analizator EI-2P | 115 | Jo-1 IgG | RGN231754 | pakovanje | 96/1 | Euroimmun AG | Jo-1 IgG, ELISA | 20350 | 20% | Promedia d.o.o. | 105-21/24 | 08.10.2024 | 08.10.2025
Reagensi, izuzev za transfuziju | 404-1-110/24-44 | 168 | Reagensi za aparat Euroimmun Analyzer I i Euroimmun analizator EI-2P | 116 | CIC IgG | RGN231755 | pakovanje | 96/1 | Euroimmun AG | CIC (cirkulišući imuni kompleks) IgG, ELISA | 29700 | 20% | Promedia d.o.o. | 105-21/24 | 08.10.2024 | 08.10.2025
Reagensi, izuzev za transfuziju | 404-1-110/24-44 | 168 | Reagensi za aparat Euroimmun Analyzer I i Euroimmun analizator EI-2P | 117 | Tissue transglutaminase IgA | RGN231756 | pakovanje | 96/1 | Euroimmun AG | Tkivna transglutaminaza (endomysium) IgA, ELISA | 20350 | 20% | Promedia d.o.o. | 105-21/24 | 08.10.2024 | 08.10.2025
Reagensi, izuzev za transfuziju | 404-1-110/24-44 | 168 | Reagensi za aparat Euroimmun Analyzer I i Euroimmun analizator EI-2P | 118 | Tissue transglutaminase IgG | RGN231757 | pakovanje | 96/1 | Euroimmun AG | Tkivna transglutaminaza (endomysium) IgG, ELISA | 20350 | 20% | Promedia d.o.o. | 105-21/24 | 08.10.2024 | 08.10.2025
Reagensi, izuzev za transfuziju | 404-1-110/24-44 | 168 | Reagensi za aparat Euroimmun Analyzer I i Euroimmun analizator EI-2P | 119 | collagen type VII | RGN231758 | pakovanje | 96/1 | Euroimmun AG | Collagen type VII | 42400 | 20% | Promedia d.o.o. | 105-21/24 | 08.10.2024 | 08.10.2025
Reagensi, izuzev za transfuziju | 404-1-110/24-44 | 168 | Reagensi za aparat Euroimmun Analyzer I i Euroimmun analizator EI-2P | 120 | Saccharomyces cerevisiae IgA | RGN231759 | pakovanje | 96/1 | Euroimmun AG | Saccharomyces cerevisiae IgA, ELISA | 20350 | 20% | Promedia d.o.o. | 105-21/24 | 08.10.2024 | 08.10.2025
Reagensi, izuzev za transfuziju | 404-1-110/24-44 | 168 | Reagensi za aparat Euroimmun Analyzer I i Euroimmun analizator EI-2P | 121 | Saccharomyces cerevisiae IgG | RGN231760 | pakovanje | 96/1 | Euroimmun AG | Saccharomyces cerevisiae IgG, ELISA | 20350 | 20% | Promedia d.o.o. | 105-21/24 | 08.10.2024 | 08.10.2025
Reagensi, izuzev za transfuziju | 404-1-110/24-44 | 168 | Reagensi za aparat Euroimmun Analyzer I i Euroimmun analizator EI-2P | 122 | GAF-3X IgA | RGN231761 | pakovanje | 96/1 | Euroimmun AG | Gliadin Aktivisani Peptid (GAF-3X) IgA, ELISA | 22550 | 20% | Promedia d.o.o. | 105-21/24 | 08.10.2024 | 08.10.2025
Reagensi, izuzev za transfuziju | 404-1-110/24-44 | 168 | Reagensi za aparat Euroimmun Analyzer I i Euroimmun analizator EI-2P | 123 | GAF-3X IgG | RGN231762 | pakovanje | 96/1 | Euroimmun AG | Gliadin Aktivisani Peptid (GAF-3X) IgG, ELISA | 22550 | 20% | Promedia d.o.o. | 105-21/24 | 08.10.2024 | 08.10.2025
Reagensi, izuzev za transfuziju | 404-1-110/24-44 | 168 | Reagensi za aparat Euroimmun Analyzer I i Euroimmun analizator EI-2P | 124 | Total IgE | RGN231763 | pakovanje | 96/1 | Euroimmun AG | IgE total, ELISA | 32450 | 20% | Promedia d.o.o. | 105-21/24 | 08.10.2024 | 08.10.2025
Reagensi, izuzev za transfuziju | 404-1-110/24-44 | 168 | Reagensi za aparat Euroimmun Analyzer I i Euroimmun analizator EI-2P | 125 | Hepatits E (HEV) virus IgM | RGN231764 | pakovanje | 96/1 | Euroimmun AG | Hepatitis E virus (HEV) IgM | 13500 | 20% | Promedia d.o.o. | 105-21/24 | 08.10.2024 | 08.10.2025
Reagensi, izuzev za transfuziju | 404-1-110/24-44 | 169 | Reagensi za aparat Genie II Mk2 (eazyplex) | 1 | eazyplex® SuperBug CRE | RGN231765 | pakovanje | 24/1 | AmplexDiagnostics GmbH | eazyplex SuperBug CRE | 121176 | 20% | Promedia d.o.o. | 105-21/24 | 08.10.2024 | 08.10.2025
Reagensi, izuzev za transfuziju | 404-1-110/24-44 | 169 | Reagensi za aparat Genie II Mk2 (eazyplex) | 2 | eazyplex® SuperBug complete A | RGN231766 | pakovanje | 24/1 | AmplexDiagnostics GmbH | SuperBug complete A | 121176 | 20% | Promedia d.o.o. | 105-21/24 | 08.10.2024 | 08.10.2025
Reagensi, izuzev za transfuziju | 404-1-110/24-44 | 169 | Reagensi za aparat Genie II Mk2 (eazyplex) | 3 | eazyplex® SuperBug complete B | RGN231767 | pakovanje | 24/1 | AmplexDiagnostics GmbH | SuperBug complete B | 121176 | 20% | Promedia d.o.o. | 105-21/24 | 08.10.2024 | 08.10.2025
Reagensi, izuzev za transfuziju | 404-1-110/24-44 | 169 | Reagensi za aparat Genie II Mk2 (eazyplex) | 4 | eazyplex® SuperBug complete C | RGN231768 | pakovanje | 24/1 | AmplexDiagnostics GmbH | SuperBug complete C | 108702 | 20% | Promedia d.o.o. | 105-21/24 | 08.10.2024 | 08.10.2025
Reagensi, izuzev za transfuziju | 404-1-110/24-44 | 169 | Reagensi za aparat Genie II Mk2 (eazyplex) | 5 | eazyplex® SuperBug basic | RGN231769 | pakovanje | 24/1 | AmplexDiagnostics GmbH | SuperBug basic | 81081 | 20% | Promedia d.o.o. | 105-21/24 | 08.10.2024 | 08.10.2025
Reagensi, izuzev za transfuziju | 404-1-110/24-44 | 169 | Reagensi za aparat Genie II Mk2 (eazyplex) | 6 | eazyplex® SuperBug AmpC | RGN231770 | pakovanje | 24/1 | AmplexDiagnostics GmbH | SuperBug AmpC | 77517 | 20% | Promedia d.o.o. | 105-21/24 | 08.10.2024 | 08.10.2025
Reagensi, izuzev za transfuziju | 404-1-110/24-44 | 169 | Reagensi za aparat Genie II Mk2 (eazyplex) | 7 | eazyplex® SuperBug Acineto | RGN231771 | pakovanje | 12/1 | AmplexDiagnostics GmbH | SuperBug Acineto | 47938 | 20% | Promedia d.o.o. | 105-21/24 | 08.10.2024 | 08.10.2025
Reagensi, izuzev za transfuziju | 404-1-110/24-44 | 169 | Reagensi za aparat Genie II Mk2 (eazyplex) | 8 | eazyplex® SuperBug expert | RGN231772 | pakovanje | 12/1 | AmplexDiagnostics GmbH | SuperBug expert | 40986 | 20% | Promedia d.o.o. | 105-21/24 | 08.10.2024 | 08.10.2025
Reagensi, izuzev za transfuziju | 404-1-110/24-44 | 169 | Reagensi za aparat Genie II Mk2 (eazyplex) | 9 | eazyplex® MRSA | RGN231773 | pakovanje | 24/1 | AmplexDiagnostics GmbH | eazyplex MRSA | 81081 | 20% | Promedia d.o.o. | 105-21/24 | 08.10.2024 | 08.10.2025
Reagensi, izuzev za transfuziju | 404-1-110/24-44 | 169 | Reagensi za aparat Genie II Mk2 (eazyplex) | 10 | eazyplex® MRSA plus | RGN231774 | pakovanje | 24/1 | AmplexDiagnostics GmbH | eazyplex MRSAplus | 77814 | 20% | Promedia d.o.o. | 105-21/24 | 08.10.2024 | 08.10.2025
Reagensi, izuzev za transfuziju | 404-1-110/24-44 | 169 | Reagensi za aparat Genie II Mk2 (eazyplex) | 11 | eazyplex® VRE | RGN231775 | pakovanje | 24/1 | AmplexDiagnostics GmbH | eazyplex VRE | 77814 | 20% | Promedia d.o.o. | 105-21/24 | 08.10.2024 | 08.10.2025
Reagensi, izuzev za transfuziju | 404-1-110/24-44 | 169 | Reagensi za aparat Genie II Mk2 (eazyplex) | 12 | eazyplex® VRE basic | RGN231776 | pakovanje | 24/1 | AmplexDiagnostics GmbH | VRE basic | 59180 | 20% | Promedia d.o.o. | 105-21/24 | 08.10.2024 | 08.10.2025
Reagensi, izuzev za transfuziju | 404-1-110/24-44 | 169 | Reagensi za aparat Genie II Mk2 (eazyplex) | 13 | eazyplex® Pneumocystis jirovecii | RGN231777 | pakovanje | 24/1 | AmplexDiagnostics GmbH | eazyplex Pneumocystis jirovecii | 49005 | 20% | Promedia d.o.o. | 105-21/24 | 08.10.2024 | 08.10.2025
Reagensi, izuzev za transfuziju | 404-1-110/24-44 | 169 | Reagensi za aparat Genie II Mk2 (eazyplex) | 14 | eazyplex® CSF direct | RGN231778 | pakovanje | 12/1 | AmplexDiagnostics GmbH | eazyplex CSF direct 1.1 | 158400 | 20% | Promedia d.o.o. | 105-21/24 | 08.10.2024 | 08.10.2025
Reagensi, izuzev za transfuziju | 404-1-110/24-44 | 169 | Reagensi za aparat Genie II Mk2 (eazyplex) | 15 | eazyplex® CSF direct V | RGN231779 | pakovanje | 12/1 | AmplexDiagnostics GmbH | eazyplex CSF direct V 1.1 | 85800 | 20% | Promedia d.o.o. | 105-21/24 | 08.10.2024 | 08.10.2025
Reagensi, izuzev za transfuziju | 404-1-110/24-44 | 169 | Reagensi za aparat Genie II Mk2 (eazyplex) | 16 | eazyplex® CSF direct M | RGN231780 | pakovanje | 12/1 | AmplexDiagnostics GmbH | eazyplex CSF direct M 1.1 | 109560 | 20% | Promedia d.o.o. | 105-21/24 | 08.10.2024 | 08.10.2025
Reagensi, izuzev za transfuziju | 404-1-110/24-44 | 169 | Reagensi za aparat Genie II Mk2 (eazyplex) | 17 | eazyplex® C. difficile complete | RGN231781 | pakovanje | 24/1 | AmplexDiagnostics GmbH | eazyplex C. diff complete | 77814 | 20% | Promedia d.o.o. | 105-21/24 | 08.10.2024 | 08.10.2025
Reagensi, izuzev za transfuziju | 404-1-110/24-44 | 169 | Reagensi za aparat Genie II Mk2 (eazyplex) | 18 | eazyplex® C. difficile classic | RGN231782 | pakovanje | 24/1 | AmplexDiagnostics GmbH | eazyplex C. diff classic | 59180 | 20% | Promedia d.o.o. | 105-21/24 | 08.10.2024 | 08.10.2025
Reagensi, izuzev za transfuziju | 404-1-110/24-44 | 169 | Reagensi za aparat Genie II Mk2 (eazyplex) | 19 | eazyplex® C. difficile basic | RGN231783 | pakovanje | 24/1 | AmplexDiagnostics GmbH | eazyplex C. diff basic | 49005 | 20% | Promedia d.o.o. | 105-21/24 | 08.10.2024 | 08.10.2025
Reagensi, izuzev za transfuziju | 404-1-110/24-44 | 169 | Reagensi za aparat Genie II Mk2 (eazyplex) | 20 | eazyplex® STD complete | RGN231784 | pakovanje | 24/1 | AmplexDiagnostics GmbH | eazyplex STD complete | 121176 | 20% | Promedia d.o.o. | 105-21/24 | 08.10.2024 | 08.10.2025
Reagensi, izuzev za transfuziju | 404-1-110/24-44 | 169 | Reagensi za aparat Genie II Mk2 (eazyplex) | 21 | eazyplex® STD CT | RGN231785 | pakovanje | 24/1 | AmplexDiagnostics GmbH | eazyplex STD CT | 59180 | 20% | Promedia d.o.o. | 105-21/24 | 08.10.2024 | 08.10.2025
Reagensi, izuzev za transfuziju | 404-1-110/24-44 | 169 | Reagensi za aparat Genie II Mk2 (eazyplex) | 22 | eazyplex® STD CT/NG | RGN231786 | pakovanje | 24/1 | AmplexDiagnostics GmbH | eazyplex® STD CT/NG | 68607 | 20% | Promedia d.o.o. | 105-21/24 | 08.10.2024 | 08.10.2025
Reagensi, izuzev za transfuziju | 404-1-110/24-44 | 169 | Reagensi za aparat Genie II Mk2 (eazyplex) | 23 | eazyplex® PneumoBug expert | RGN231787 | pakovanje | 24/1 | AmplexDiagnostics GmbH | eazyplex® PneumoBug expert | 68607 | 20% | Promedia d.o.o. | 105-21/24 | 08.10.2024 | 08.10.2025
Reagensi, izuzev za transfuziju | 404-1-110/24-44 | 169 | Reagensi za aparat Genie II Mk2 (eazyplex) | 24 | eazyplex® EHEC complete | RGN231788 | pakovanje | 24/1 | AmplexDiagnostics GmbH | eazyplex EHEC complete | 121176 | 20% | Promedia d.o.o. | 105-21/24 | 08.10.2024 | 08.10.2025
Reagensi, izuzev za transfuziju | 404-1-110/24-44 | 169 | Reagensi za aparat Genie II Mk2 (eazyplex) | 25 | eazyplex® EHEC basic | RGN231789 | pakovanje | 24/1 | AmplexDiagnostics GmbH | eazyplex EHEC basic | 59180 | 20% | Promedia d.o.o. | 105-21/24 | 08.10.2024 | 08.10.2025
Reagensi, izuzev za transfuziju | 404-1-110/24-44 | 169 | Reagensi za aparat Genie II Mk2 (eazyplex) | 26 | eazyplex® EHEC classic | RGN231790 | pakovanje | 24/1 | AmplexDiagnostics GmbH | eazyplex EHEC classic | 68607 | 20% | Promedia d.o.o. | 105-21/24 | 08.10.2024 | 08.10.2025
Reagensi, izuzev za transfuziju | 404-1-110/24-44 | 169 | Reagensi za aparat Genie II Mk2 (eazyplex) | 27 | eazyplex® EHEC expert | RGN231791 | pakovanje | 24/1 | AmplexDiagnostics GmbH | eazyplex EHEC expert | 77330 | 20% | Promedia d.o.o. | 105-21/24 | 08.10.2024 | 08.10.2025
Reagensi, izuzev za transfuziju | 404-1-110/24-44 | 169 | Reagensi za aparat Genie II Mk2 (eazyplex) | 28 | eazyplex® TyphiTyper | RGN231792 | pakovanje | 24/1 | AmplexDiagnostics GmbH | eazyplex TyphiTyper | 108702 | 20% | Promedia d.o.o. | 105-21/24 | 08.10.2024 | 08.10.2025
Reagensi, izuzev za transfuziju | 404-1-110/24-44 | 169 | Reagensi za aparat Genie II Mk2 (eazyplex) | 29 | eazyplex BloodScreen GP | RGN231793 | pakovanje | 24/1 | AmplexDiagnostics GmbH | eazyplex BloodScreen GP | 108702 | 20% | Promedia d.o.o. | 105-21/24 | 08.10.2024 | 08.10.2025
Reagensi, izuzev za transfuziju | 404-1-110/24-44 | 169 | Reagensi za aparat Genie II Mk2 (eazyplex) | 30 | eazyplex BloodScreen GN | RGN231794 | pakovanje | 24/1 | AmplexDiagnostics GmbH | eazyplex BloodScreen GN | 121176 | 20% | Promedia d.o.o. | 105-21/24 | 08.10.2024 | 08.10.2025
Reagensi, izuzev za transfuziju | 404-1-110/24-44 | 169 | Reagensi za aparat Genie II Mk2 (eazyplex) | 31 | eazyplex SARS-CoV-2 | RGN231795 | pakovanje | 24/1 | AmplexDiagnostics GmbH | eazyplex SARS-CoV-2 | 84645 | 20% | Promedia d.o.o. | 105-21/24 | 08.10.2024 | 08.10.2025
Reagensi, izuzev za transfuziju | 404-1-110/24-44 | 170 | Reagensi i potrošni materijal za aparat BD Veritor | 1 | BD Veritor™ System RSV (Moderately complex | RGN231796 | pakovanje | 30 | Becton Dickinson (BD) | BD Veritor System for Rapid Detection of RSV | 60300 | 20% | Vicor d.o.o. | 105-25/24 | 08.10.2024 | 08.10.2025
Reagensi, izuzev za transfuziju | 404-1-110/24-44 | 170 | Reagensi i potrošni materijal za aparat BD Veritor | 2 | BD Veritor™ System Group A Strep CLIA-waived kit | RGN231797 | pakovanje | 30 | Becton Dickinson (BD) | BD Veritor System for Rapid Detection of Group A Strep | 60300 | 20% | Vicor d.o.o. | 105-25/24 | 08.10.2024 | 08.10.2025
Reagensi, izuzev za transfuziju | 404-1-110/24-44 | 170 | Reagensi i potrošni materijal za aparat BD Veritor | 3 | BD Veritor™ System Flu A+B (Moderately complex) | RGN231798 | pakovanje | 30 | Becton Dickinson (BD) | BD Veritor System for Rapid Detection of FLU A+B | 60300 | 20% | Vicor d.o.o. | 105-25/24 | 08.10.2024 | 08.10.2025
Reagensi, izuzev za transfuziju | 404-1-110/24-44 | 171 | Reagensi za aparat abioSCOPE 2.0 | 1 | PSP - pancreatic stone protein | RGN231799 | kutija | 1 komad | Abionic SA, Swiss | Pancreatic stone Protein, capsule | 8820 | 20% | Biomedica MP d.o.o. | 105-4/24 | 08.10.2024 | 08.10.2025
Reagensi, izuzev za transfuziju | 404-1-110/24-44 | 172 | Laboratorijski testovi i reagensi za aparat Abbott RT PCR m2000sp i m2000rt | 1 | Abbott RealTime CMV amplification reagent kit | RGN213265 | pakovanje | (4x24)/96 analiza | Abbott Molecular Inc. | Abbott RealTime CMV amplification reagent kit | 476100 | 20% | Magna Pharmacia d.o.o. | 105-15/24 | 08.10.2024 | 08.10.2025
Reagensi, izuzev za transfuziju | 404-1-110/24-44 | 172 | Laboratorijski testovi i reagensi za aparat Abbott RT PCR m2000sp i m2000rt | 2 | Abbott RealTime CMV Control Kit | RGN213266 | pakovanje | (8x2x0,9ml) | Abbott Molecular Inc. | Abbott RealTime CMV Control Kit | 91080 | 20% | Magna Pharmacia d.o.o. | 105-15/24 | 08.10.2024 | 08.10.2025
Reagensi, izuzev za transfuziju | 404-1-110/24-44 | 172 | Laboratorijski testovi i reagensi za aparat Abbott RT PCR m2000sp i m2000rt | 3 | Abbott RealTime CMV Calibrator Kit | RGN213267 | pakovanje | (12x2x0,9ml) | Abbott Molecular Inc. | Abbott RealTime CMV Calibrator Kit | 91080 | 20% | Magna Pharmacia d.o.o. | 105-15/24 | 08.10.2024 | 08.10.2025
Reagensi, izuzev za transfuziju | 404-1-110/24-44 | 172 | Laboratorijski testovi i reagensi za aparat Abbott RT PCR m2000sp i m2000rt | 4 | Abbott RealTime HBV amplification reagent kit | RGN213268 | pakovanje | (4x24)/96 analiza | Abbott Molecular Inc. | Abbott RealTime HBV amplification reagent kit | 896310 | 20% | Magna Pharmacia d.o.o. | 105-15/24 | 08.10.2024 | 08.10.2025
Reagensi, izuzev za transfuziju | 404-1-110/24-44 | 172 | Laboratorijski testovi i reagensi za aparat Abbott RT PCR m2000sp i m2000rt | 5 | Abbott RealTime HBV Control Kit | RGN213269 | pakovanje | (8x3x1,3ml) | Abbott Molecular Inc. | Abbott RealTime HBV Control Kit | 91080 | 20% | Magna Pharmacia d.o.o. | 105-15/24 | 08.10.2024 | 08.10.2025
Reagensi, izuzev za transfuziju | 404-1-110/24-44 | 172 | Laboratorijski testovi i reagensi za aparat Abbott RT PCR m2000sp i m2000rt | 6 | Abbott RealTime HBV Calibrator Kit | RGN213270 | pakovanje | (12x2x1,3ml) | Abbott Molecular Inc. | Abbott RealTime HBV Calibrator Kit | 91080 | 20% | Magna Pharmacia d.o.o. | 105-15/24 | 08.10.2024 | 08.10.2025
Reagensi, izuzev za transfuziju | 404-1-110/24-44 | 172 | Laboratorijski testovi i reagensi za aparat Abbott RT PCR m2000sp i m2000rt | 7 | Abbott RealTime HCV amplification reagent kit | RGN213271 | pakovanje | (4x24)/96 analiza | Abbott Molecular Inc. | Abbott RealTime HCV amplification reagent kit | 896310 | 20% | Magna Pharmacia d.o.o. | 105-15/24 | 08.10.2024 | 08.10.2025
Reagensi, izuzev za transfuziju | 404-1-110/24-44 | 172 | Laboratorijski testovi i reagensi za aparat Abbott RT PCR m2000sp i m2000rt | 8 | Abbott RealTime HCV Control Kit | RGN213272 | pakovanje | (8x3x1,3ml) | Abbott Molecular Inc. | Abbott RealTime HCV Control Kit | 91080 | 20% | Magna Pharmacia d.o.o. | 105-15/24 | 08.10.2024 | 08.10.2025
Reagensi, izuzev za transfuziju | 404-1-110/24-44 | 172 | Laboratorijski testovi i reagensi za aparat Abbott RT PCR m2000sp i m2000rt | 9 | Abbott RealTime HCV Calibrator Kit | RGN213273 | pakovanje | (12x2x1,3ml) | Abbott Molecular Inc. | Abbott RealTime HCV Calibrator Kit | 91080 | 20% | Magna Pharmacia d.o.o. | 105-15/24 | 08.10.2024 | 08.10.2025
Reagensi, izuzev za transfuziju | 404-1-110/24-44 | 172 | Laboratorijski testovi i reagensi za aparat Abbott RT PCR m2000sp i m2000rt | 10 | Abbott RealTime HCV Genotype II Amplification Reagent Kit | RGN213274 | pakovanje | 24 analize | Abbott Molecular Inc. | Abbott RealTime HCV Genotype II Amplification Reagent Kit | 176663 | 20% | Magna Pharmacia d.o.o. | 105-15/24 | 08.10.2024 | 08.10.2025
Reagensi, izuzev za transfuziju | 404-1-110/24-44 | 172 | Laboratorijski testovi i reagensi za aparat Abbott RT PCR m2000sp i m2000rt | 11 | Abbott RealTime HCV Genotype II Control Kit | RGN213275 | pakovanje | (4x2x1,3ml) | Abbott Molecular Inc. | Abbott RealTime HCV Genotype II Control Kit | 56580 | 20% | Magna Pharmacia d.o.o. | 105-15/24 | 08.10.2024 | 08.10.2025
Reagensi, izuzev za transfuziju | 404-1-110/24-44 | 172 | Laboratorijski testovi i reagensi za aparat Abbott RT PCR m2000sp i m2000rt | 12 | Abbott RealTime HIV amplification reagent kit | RGN213276 | pakovanje | (4x24)/96 analiza | Abbott Molecular Inc. | Abbott RealTime HIV amplification reagent kit | 896310 | 20% | Magna Pharmacia d.o.o. | 105-15/24 | 08.10.2024 | 08.10.2025
Reagensi, izuzev za transfuziju | 404-1-110/24-44 | 172 | Laboratorijski testovi i reagensi za aparat Abbott RT PCR m2000sp i m2000rt | 13 | Abbott RealTime HIV Control Kit | RGN213277 | pakovanje | (8x3x1,8ml) | Abbott Molecular Inc. | Abbott RealTime HIV Control Kit | 91080 | 20% | Magna Pharmacia d.o.o. | 105-15/24 | 08.10.2024 | 08.10.2025
Reagensi, izuzev za transfuziju | 404-1-110/24-44 | 172 | Laboratorijski testovi i reagensi za aparat Abbott RT PCR m2000sp i m2000rt | 14 | Abbott RealTime HIV Calibrator Kit | RGN213278 | pakovanje | (12x2x1,8ml) | Abbott Molecular Inc. | Abbott RealTime HIV Calibrator Kit | 91080 | 20% | Magna Pharmacia d.o.o. | 105-15/24 | 08.10.2024 | 08.10.2025
Reagensi, izuzev za transfuziju | 404-1-110/24-44 | 172 | Laboratorijski testovi i reagensi za aparat Abbott RT PCR m2000sp i m2000rt | 15 | Abbott RealTime High-Risk HPV Amplification Kit | RGN213279 | pakovanje | (4x24)/96 analiza | Abbott GmbH & Co. KG | Abbott RealTime High-Risk HPV Amplification Kit | 536544 | 20% | Magna Pharmacia d.o.o. | 105-15/24 | 08.10.2024 | 08.10.2025
Reagensi, izuzev za transfuziju | 404-1-110/24-44 | 172 | Laboratorijski testovi i reagensi za aparat Abbott RT PCR m2000sp i m2000rt | 16 | Abbott RealTime High Risk HPV Control Kit | RGN213280 | pakovanje | (12x2x0,5ml) | Abbott GmbH & Co. KG | Abbott RealTime High Risk HPV Control Kit | 91080 | 20% | Magna Pharmacia d.o.o. | 105-15/24 | 08.10.2024 | 08.10.2025
Reagensi, izuzev za transfuziju | 404-1-110/24-44 | 172 | Laboratorijski testovi i reagensi za aparat Abbott RT PCR m2000sp i m2000rt | 17 | HPV cervi collect brushes | RGN213281 | pakovanje | 500 analiza | Abbott Molecular Inc. | HPV cervi collect brushes | 91080 | 20% | Magna Pharmacia d.o.o. | 105-15/24 | 08.10.2024 | 08.10.2025
Reagensi, izuzev za transfuziju | 404-1-110/24-44 | 172 | Laboratorijski testovi i reagensi za aparat Abbott RT PCR m2000sp i m2000rt | 18 | Abbott Proteinase K | RGN213282 | pakovanje | (4x24x)/96 analiza | Abbott Molecular Inc. | Abbott Proteinase K | 30820 | 20% | Magna Pharmacia d.o.o. | 105-15/24 | 08.10.2024 | 08.10.2025
Reagensi, izuzev za transfuziju | 404-1-110/24-44 | 172 | Laboratorijski testovi i reagensi za aparat Abbott RT PCR m2000sp i m2000rt | 19 | DNA sample preparation KIT | RGN213283 | pakovanje | (4x24)/96 analiza | Promega Corporation | DNA sample preparation KIT | 146567 | 20% | Magna Pharmacia d.o.o. | 105-15/24 | 08.10.2024 | 08.10.2025
Reagensi, izuzev za transfuziju | 404-1-110/24-44 | 172 | Laboratorijski testovi i reagensi za aparat Abbott RT PCR m2000sp i m2000rt | 20 | RNA sample preparation KIT | RGN213284 | pakovanje | (4x24)/96 analiza | Promega Corporation | RNA sample preparation KIT | 146567 | 20% | Magna Pharmacia d.o.o. | 105-15/24 | 08.10.2024 | 08.10.2025
Reagensi, izuzev za transfuziju | 404-1-110/24-44 | 172 | Laboratorijski testovi i reagensi za aparat Abbott RT PCR m2000sp i m2000rt | 21 | 1000 μL Pipette Tip | RGN213285 | pakovanje | (10x96) | Abbott Molecular Inc. | 1000 μL Pipette Tip | 47725 | 20% | Magna Pharmacia d.o.o. | 105-15/24 | 08.10.2024 | 08.10.2025
Reagensi, izuzev za transfuziju | 404-1-110/24-44 | 172 | Laboratorijski testovi i reagensi za aparat Abbott RT PCR m2000sp i m2000rt | 22 | 200 μl Pipette Tip | RGN213286 | pakovanje | (10x96) | Abbott Molecular Inc. | 200 μl Pipette Tip | 49450 | 20% | Magna Pharmacia d.o.o. | 105-15/24 | 08.10.2024 | 08.10.2025
Reagensi, izuzev za transfuziju | 404-1-110/24-44 | 172 | Laboratorijski testovi i reagensi za aparat Abbott RT PCR m2000sp i m2000rt | 23 | Reaction Vessels | RGN213287 | pakovanje | (4x500)/1000 analiza | Abbott Molecular Inc. | Reaction Vessels | 22425 | 20% | Magna Pharmacia d.o.o. | 105-15/24 | 08.10.2024 | 08.10.2025
Reagensi, izuzev za transfuziju | 404-1-110/24-44 | 172 | Laboratorijski testovi i reagensi za aparat Abbott RT PCR m2000sp i m2000rt | 24 | 200ml Reagent Vessels | RGN213288 | pakovanje | (15x6)/15 analiza | Abbott Molecular Inc. | 200ml Reagent Vessels | 20700 | 20% | Magna Pharmacia d.o.o. | 105-15/24 | 08.10.2024 | 08.10.2025
Reagensi, izuzev za transfuziju | 404-1-110/24-44 | 172 | Laboratorijski testovi i reagensi za aparat Abbott RT PCR m2000sp i m2000rt | 25 | 96 Deep well plate | RGN213289 | pakovanje | 32 analize | Abbott Molecular Inc. | 96 Deep well plate | 19550 | 20% | Magna Pharmacia d.o.o. | 105-15/24 | 08.10.2024 | 08.10.2025
Reagensi, izuzev za transfuziju | 404-1-110/24-44 | 172 | Laboratorijski testovi i reagensi za aparat Abbott RT PCR m2000sp i m2000rt | 26 | 96 Optical Reaction plates | RGN213290 | pakovanje | 40 analiza | Abbott Molecular Inc. | 96 Optical Reaction plates | 19550 | 20% | Magna Pharmacia d.o.o. | 105-15/24 | 08.10.2024 | 08.10.2025
Reagensi, izuzev za transfuziju | 404-1-110/24-44 | 172 | Laboratorijski testovi i reagensi za aparat Abbott RT PCR m2000sp i m2000rt | 27 | Optical adhesive cover | RGN213291 | pakovanje | 50 analiza | Abbott Molecular Inc. | Optical adhesive cover | 17825 | 20% | Magna Pharmacia d.o.o. | 105-15/24 | 08.10.2024 | 08.10.2025
Reagensi, izuzev za transfuziju | 404-1-110/24-44 | 172 | Laboratorijski testovi i reagensi za aparat Abbott RT PCR m2000sp i m2000rt | 28 | Master mix Tubs | RGN213292 | pakovanje | 150 | Abbott Molecular Inc. | Master mix Tubs | 17825 | 20% | Magna Pharmacia d.o.o. | 105-15/24 | 08.10.2024 | 08.10.2025
Reagensi, izuzev za transfuziju | 404-1-110/24-44 | 172 | Laboratorijski testovi i reagensi za aparat Abbott RT PCR m2000sp i m2000rt | 29 | Biohazard bags | RGN213293 | pakovanje | 50 | Abbott Molecular Inc. | Biohazard bags | 13800 | 20% | Magna Pharmacia d.o.o. | 105-15/24 | 08.10.2024 | 08.10.2025
Reagensi, izuzev za transfuziju | 404-1-110/24-44 | 172 | Laboratorijski testovi i reagensi za aparat Abbott RT PCR m2000sp i m2000rt | 30 | (Abbott RealTime MTB Amplification Reagent Kit 96 testova) | RGN213294 | pakovanje | 96 testova | Abbott GmbH & Co. KG | (Abbott RealTime MTB Amplification Reagent Kit 96 tests) | 511750 | 20% | Magna Pharmacia d.o.o. | 105-15/24 | 08.10.2024 | 08.10.2025
Reagensi, izuzev za transfuziju | 404-1-110/24-44 | 172 | Laboratorijski testovi i reagensi za aparat Abbott RT PCR m2000sp i m2000rt | 31 | Abbott RealTime MTB RIF/INH Resistance Control Kit 8 testova | RGN213295 | pakovanje | 8 testova | Abbott GmbH & Co. KG | Abbott RealTime MTB RIF/INH Resistance Control Kit 8 tests | 85560 | 20% | Magna Pharmacia d.o.o. | 105-15/24 | 08.10.2024 | 08.10.2025
Reagensi, izuzev za transfuziju | 404-1-110/24-44 | 172 | Laboratorijski testovi i reagensi za aparat Abbott RT PCR m2000sp i m2000rt | 32 | Abbott RealTime MTB Control Kit 8 testova | RGN213296 | pakovanje | 8 testova | Abbott GmbH & Co. KG | Abbott RealTime MTB Control Kit 8 tests | 85560 | 20% | Magna Pharmacia d.o.o. | 105-15/24 | 08.10.2024 | 08.10.2025
Reagensi, izuzev za transfuziju | 404-1-110/24-44 | 172 | Laboratorijski testovi i reagensi za aparat Abbott RT PCR m2000sp i m2000rt | 33 | Abbott real time EBV calibrator kit | RGN213297 | pakovanje | 24 testa | Abbott Molecular Inc. | Abbott real time EBV calibrator kit | 66700 | 20% | Magna Pharmacia d.o.o. | 105-15/24 | 08.10.2024 | 08.10.2025
Reagensi, izuzev za transfuziju | 404-1-110/24-44 | 172 | Laboratorijski testovi i reagensi za aparat Abbott RT PCR m2000sp i m2000rt | 34 | Abbott real time EBV reagent kit | RGN213298 | pakovanje | 96 testova | Abbott Molecular Inc. | Abbott real time EBV reagent kit | 425500 | 20% | Magna Pharmacia d.o.o. | 105-15/24 | 08.10.2024 | 08.10.2025
Reagensi, izuzev za transfuziju | 404-1-110/24-44 | 172 | Laboratorijski testovi i reagensi za aparat Abbott RT PCR m2000sp i m2000rt | 35 | Clean up kit | RGN213301 | pakovanje | 96 testova | Abbott Molecular Inc. | Clean up kit | 75762 | 20% | Magna Pharmacia d.o.o. | 105-15/24 | 08.10.2024 | 08.10.2025
Reagensi, izuzev za transfuziju | 404-1-110/24-44 | 172 | Laboratorijski testovi i reagensi za aparat Abbott RT PCR m2000sp i m2000rt | 36 | Abbott RealTime MTB RIF/INH Resistance Amplification Reagent Kit | RGN213302 | pakovanje | 96 testova | Abbott GmbH & Co. KG | Abbott RealTime MTB RIF/INH Resistance Amplification Reagent Kit | 855600 | 20% | Magna Pharmacia d.o.o. | 105-15/24 | 08.10.2024 | 08.10.2025
Reagensi, izuzev za transfuziju | 404-1-110/24-44 | 172 | Laboratorijski testovi i reagensi za aparat Abbott RT PCR m2000sp i m2000rt | 37 | M2000RT Halogen lamp RPLC | RGN232923 | komad | 1 kom | Abbott Molecular Inc. | M2000RT Halogen lamp RPLC | 48670 | 20% | Magna Pharmacia d.o.o. | 105-15/24 | 08.10.2024 | 08.10.2025
Reagensi, izuzev za transfuziju | 404-1-110/24-44 | 172 | Laboratorijski testovi i reagensi za aparat Abbott RT PCR m2000sp i m2000rt | 38 | M2K OPT CAL KIT 52-805100 | RGN232924 | komad | 1 kom | Abbott Molecular Inc. | M2K OPT CAL KIT 52-805100 | 75933 | 20% | Magna Pharmacia d.o.o. | 105-15/24 | 08.10.2024 | 08.10.2025
Reagensi, izuzev za transfuziju | 404-1-110/24-44 | 173 | Laboratorijski testovi i reagensi za aparat ADVIA CENTAUR CP, proizvođača Siemens Healthcare Diagnostics GmbH | 1 | Advia Centaur HbSAg II | RGN213303 | pakovanje | 1 readypack / 200 testova | Siemens Healthcare Diagnostics Inc, Tarrytown, SAD | ADVIA Centaur HBsAgII | 59931 | 20% | Teamedical d.o.o. | 105-23/24 | 08.10.2024 | 08.10.2025
Reagensi, izuzev za transfuziju | 404-1-110/24-44 | 173 | Laboratorijski testovi i reagensi za aparat ADVIA CENTAUR CP, proizvođača Siemens Healthcare Diagnostics GmbH | 2 | ADVIA Centaur HCV | RGN213304 | pakovanje | 1 readypack / 200 testova | Siemens Healthcare Diagnostics Inc, Tarrytown, SAD | ADVIA Centaur HCV | 108615 | 20% | Teamedical d.o.o. | 105-23/24 | 08.10.2024 | 08.10.2025
Reagensi, izuzev za transfuziju | 404-1-110/24-44 | 173 | Laboratorijski testovi i reagensi za aparat ADVIA CENTAUR CP, proizvođača Siemens Healthcare Diagnostics GmbH | 3 | Advia Centaur HIV Ag/Ak combo | RGN213305 | pakovanje | 1 readypack / 100 testova | Siemens Healthcare Diagnostics Inc, Tarrytown, SAD | ADVIA Centaur CHIV | 54940 | 20% | Teamedical d.o.o. | 105-23/24 | 08.10.2024 | 08.10.2025
Reagensi, izuzev za transfuziju | 404-1-110/24-44 | 173 | Laboratorijski testovi i reagensi za aparat ADVIA CENTAUR CP, proizvođača Siemens Healthcare Diagnostics GmbH | 4 | Advia Centaur Syphilis | RGN213306 | pakovanje | 1 readypack / 200 testova | Siemens Healthcare Diagnostics Inc, Tarrytown, SAD | ADVIA Centaur Syphilis | 47945 | 20% | Teamedical d.o.o. | 105-23/24 | 08.10.2024 | 08.10.2025
Reagensi, izuzev za transfuziju | 404-1-110/24-44 | 173 | Laboratorijski testovi i reagensi za aparat ADVIA CENTAUR CP, proizvođača Siemens Healthcare Diagnostics GmbH | 5 | Advia Centaur HbSAg control | RGN213307 | pakovanje | 2x2x10 mL | Siemens Healthcare Diagnostics Inc, Tarrytown, SAD | ADVIA Centaur HBsAg Quality Control Material | 9708 | 20% | Teamedical d.o.o. | 105-23/24 | 08.10.2024 | 08.10.2025
Reagensi, izuzev za transfuziju | 404-1-110/24-44 | 173 | Laboratorijski testovi i reagensi za aparat ADVIA CENTAUR CP, proizvođača Siemens Healthcare Diagnostics GmbH | 6 | Advia Centaur Anti-HCV control | RGN213308 | pakovanje | 2x2x7 mL | Siemens Healthcare Diagnostics Inc, Tarrytown, SAD | ADVIA Centaur HCV Quality Control Material | 14286 | 20% | Teamedical d.o.o. | 105-23/24 | 08.10.2024 | 08.10.2025
Reagensi, izuzev za transfuziju | 404-1-110/24-44 | 173 | Laboratorijski testovi i reagensi za aparat ADVIA CENTAUR CP, proizvođača Siemens Healthcare Diagnostics GmbH | 7 | Advia Centaur HIV Ag/Ak combo control | RGN232925 | pakovanje | 4 x 2 x 2,5 ml | Siemens Healthcare Diagnostics Inc, Tarrytown, SAD | ADVIA Centaur HIV Ag/Ab Combo Quality Control (CHIV QC) | 19314 | 20% | Teamedical d.o.o. | 105-23/24 | 08.10.2024 | 08.10.2025
Reagensi, izuzev za transfuziju | 404-1-110/24-44 | 173 | Laboratorijski testovi i reagensi za aparat ADVIA CENTAUR CP, proizvođača Siemens Healthcare Diagnostics GmbH | 8 | Advia Centaur Syphilis control | RGN213310 | pakovanje | 2x2x7 mL | Siemens Healthcare Diagnostics Inc, Tarrytown, SAD | ADVIA Centaur Syphilis Quality Control Material | 38144 | 20% | Teamedical d.o.o. | 105-23/24 | 08.10.2024 | 08.10.2025
Reagensi, izuzev za transfuziju | 404-1-110/24-44 | 173 | Laboratorijski testovi i reagensi za aparat ADVIA CENTAUR CP, proizvođača Siemens Healthcare Diagnostics GmbH | 9 | ADVIA Centaur Wash 1 | RGN213311 | pakovanje | 2x1500 mL | Siemens Healthcare Diagnostics Inc, Tarrytown, SAD | ADVIA Centaur Wash 1 | 29401 | 20% | Teamedical d.o.o. | 105-23/24 | 08.10.2024 | 08.10.2025
Reagensi, izuzev za transfuziju | 404-1-110/24-44 | 173 | Laboratorijski testovi i reagensi za aparat ADVIA CENTAUR CP, proizvođača Siemens Healthcare Diagnostics GmbH | 10 | ADVIA Centaur PW3 | RGN213312 | pakovanje | 50 mL | Siemens Healthcare Diagnostics Inc, Tarrytown, SAD | Advia Centaur Probe Wash 3 | 3611 | 20% | Teamedical d.o.o. | 105-23/24 | 08.10.2024 | 08.10.2025
Reagensi, izuzev za transfuziju | 404-1-110/24-44 | 173 | Laboratorijski testovi i reagensi za aparat ADVIA CENTAUR CP, proizvođača Siemens Healthcare Diagnostics GmbH | 11 | ADVIA Centaur APW1 | RGN213313 | pakovanje | 2 x 25 mL | Siemens Healthcare Diagnostics Inc, Tarrytown, SAD | Advia Centaur Ancillary Probe Wash 1 | 14588 | 20% | Teamedical d.o.o. | 105-23/24 | 08.10.2024 | 08.10.2025
Reagensi, izuzev za transfuziju | 404-1-110/24-44 | 173 | Laboratorijski testovi i reagensi za aparat ADVIA CENTAUR CP, proizvođača Siemens Healthcare Diagnostics GmbH | 12 | ADVIA Centaur Acid/Base Reagents | RGN213314 | pakovanje | 2x1500 mL / 5000 testova | Siemens Healthcare Diagnostics Inc, Tarrytown, SAD | Advia Centaur Acid/Base Reagents | 26773 | 20% | Teamedical d.o.o. | 105-23/24 | 08.10.2024 | 08.10.2025
Reagensi, izuzev za transfuziju | 404-1-110/24-44 | 173 | Laboratorijski testovi i reagensi za aparat ADVIA CENTAUR CP, proizvođača Siemens Healthcare Diagnostics GmbH | 13 | ADVIA Centaur Sample Probe Tip | RGN213315 | pakovanje | 6480 komad | Siemens Healthcare Diagnostics Inc, Tarrytown, SAD | ADVIA Centaur Sample Probe Tip 6480/Pkg | 76007 | 20% | Teamedical d.o.o. | 105-23/24 | 08.10.2024 | 08.10.2025
Reagensi, izuzev za transfuziju | 404-1-110/24-44 | 173 | Laboratorijski testovi i reagensi za aparat ADVIA CENTAUR CP, proizvođača Siemens Healthcare Diagnostics GmbH | 14 | ADVIA Centaur Systems Cuvette | RGN213316 | pakovanje | 3000 komada | Siemens Healthcare Diagnostics Inc, Tarrytown, SAD | ADVIA Centaur Systems Cuvette, 3000/Pkg | 15126 | 20% | Teamedical d.o.o. | 105-23/24 | 08.10.2024 | 08.10.2025
Reagensi, izuzev za transfuziju | 404-1-110/24-44 | 173 | Laboratorijski testovi i reagensi za aparat ADVIA CENTAUR CP, proizvođača Siemens Healthcare Diagnostics GmbH | 15 | ADVIA Centaur Cleaning solution | RGN213317 | pakovanje | 12 bočica/ 70 mL | Siemens Healthcare Diagnostics Inc, Tarrytown, SAD | Advia Centaur Cleaning Solution Concetrate | 36349 | 20% | Teamedical d.o.o. | 105-23/24 | 08.10.2024 | 08.10.2025
Reagensi, izuzev za transfuziju | 404-1-110/24-44 | 173 | Laboratorijski testovi i reagensi za aparat ADVIA CENTAUR CP, proizvođača Siemens Healthcare Diagnostics GmbH | 16 | ADVIA Centaur Anti-HAV IgM | RGN213318 | pakovanje | 1 readypack / 100 testova | Siemens Healthcare Diagnostics Inc, Tarrytown, SAD | Advia Centaur HAVM | 106858 | 20% | Teamedical d.o.o. | 105-23/24 | 08.10.2024 | 08.10.2025
Reagensi, izuzev za transfuziju | 404-1-110/24-44 | 173 | Laboratorijski testovi i reagensi za aparat ADVIA CENTAUR CP, proizvođača Siemens Healthcare Diagnostics GmbH | 17 | ADVIA Centaur Anti-HAV Total | RGN213319 | pakovanje | 1 readypack / 100 testova | Siemens Healthcare Diagnostics Inc, Tarrytown, SAD | Advia Centaur HAVT | 117438 | 20% | Teamedical d.o.o. | 105-23/24 | 08.10.2024 | 08.10.2025
Reagensi, izuzev za transfuziju | 404-1-110/24-44 | 173 | Laboratorijski testovi i reagensi za aparat ADVIA CENTAUR CP, proizvođača Siemens Healthcare Diagnostics GmbH | 18 | ADVIA Centaur Anti-HBs 2 | RGN213322 | pakovanje | 1 readypack / 200 testova | Siemens Healthcare Diagnostics Inc, Tarrytown, SAD | ADVIA Centaur Anti-HBs2 (aHBs2) | 83794 | 20% | Teamedical d.o.o. | 105-23/24 | 08.10.2024 | 08.10.2025
Reagensi, izuzev za transfuziju | 404-1-110/24-44 | 173 | Laboratorijski testovi i reagensi za aparat ADVIA CENTAUR CP, proizvođača Siemens Healthcare Diagnostics GmbH | 19 | ADVIA Centaur HBsAg Confirmatory assay | RGN213323 | pakovanje | 1 readypack / 100 testova | Siemens Healthcare Diagnostics Inc, Tarrytown, SAD | ADVIA Centaur HBsAg Confirmatory | 24696 | 20% | Teamedical d.o.o. | 105-23/24 | 08.10.2024 | 08.10.2025
Reagensi, izuzev za transfuziju | 404-1-110/24-44 | 173 | Laboratorijski testovi i reagensi za aparat ADVIA CENTAUR CP, proizvođača Siemens Healthcare Diagnostics GmbH | 20 | ADVIA Centaur Herpes‐1 IgG Assay | RGN213324 | pakovanje | 1 readypack / 100 testova | Siemens Healthcare Diagnostics Inc, Tarrytown, SAD | ADVIA Centaur Herpes-1 IgG (HSV1) | 31542 | 20% | Teamedical d.o.o. | 105-23/24 | 08.10.2024 | 08.10.2025
Reagensi, izuzev za transfuziju | 404-1-110/24-44 | 173 | Laboratorijski testovi i reagensi za aparat ADVIA CENTAUR CP, proizvođača Siemens Healthcare Diagnostics GmbH | 21 | ADVIA Centaur Herpes‐2 IgG Assay | RGN213325 | pakovanje | 1 readypack / 100 testova | Siemens Healthcare Diagnostics Inc, Tarrytown, SAD | ADVIA Centaur Herpes-2 IgG (HSV2) | 31542 | 20% | Teamedical d.o.o. | 105-23/24 | 08.10.2024 | 08.10.2025
Reagensi, izuzev za transfuziju | 404-1-110/24-44 | 173 | Laboratorijski testovi i reagensi za aparat ADVIA CENTAUR CP, proizvođača Siemens Healthcare Diagnostics GmbH | 22 | ADVIA Centaur Anti-Toxoplasma IgG | RGN213329 | pakovanje | 1 readypack / 100 testova | Siemens Healthcare Diagnostics Inc, Tarrytown, SAD | ADVIA Centaur Toxoplasma G | 57132 | 20% | Teamedical d.o.o. | 105-23/24 | 08.10.2024 | 08.10.2025
Reagensi, izuzev za transfuziju | 404-1-110/24-44 | 173 | Laboratorijski testovi i reagensi za aparat ADVIA CENTAUR CP, proizvođača Siemens Healthcare Diagnostics GmbH | 23 | ADVIA Centaur Anti-HAV IgM Control | RGN213330 | pakovanje | 2x2x7 mL | Siemens Healthcare Diagnostics Inc, Tarrytown, SAD | ADVIA Centaur HAVM QC Kit | 31465 | 20% | Teamedical d.o.o. | 105-23/24 | 08.10.2024 | 08.10.2025
Reagensi, izuzev za transfuziju | 404-1-110/24-44 | 173 | Laboratorijski testovi i reagensi za aparat ADVIA CENTAUR CP, proizvođača Siemens Healthcare Diagnostics GmbH | 24 | ADVIA Centaur Anti-HAV Total Control | RGN213331 | pakovanje | 2x2x7 mL | Siemens Healthcare Diagnostics Inc, Tarrytown, SAD | ADVIA Centaur HAVT QC Kit | 30750 | 20% | Teamedical d.o.o. | 105-23/24 | 08.10.2024 | 08.10.2025
Reagensi, izuzev za transfuziju | 404-1-110/24-44 | 173 | Laboratorijski testovi i reagensi za aparat ADVIA CENTAUR CP, proizvođača Siemens Healthcare Diagnostics GmbH | 25 | ADVIA Centaur Anti-HBs2 Control | RGN213334 | pakovanje | 2x2x10 mL | Siemens Healthcare Diagnostics Inc, Tarrytown, SAD | ADVIA Centaur Anti-HBs2 Quality Control Material (aHBs2 QC) | 32184 | 20% | Teamedical d.o.o. | 105-23/24 | 08.10.2024 | 08.10.2025
Reagensi, izuzev za transfuziju | 404-1-110/24-44 | 173 | Laboratorijski testovi i reagensi za aparat ADVIA CENTAUR CP, proizvođača Siemens Healthcare Diagnostics GmbH | 26 | ADVIA Centaur Herpes‐1 IgG Quality Control | RGN232926 | pakovanje | 2 x 1 x 7 mL | Siemens Healthcare Diagnostics Inc, Tarrytown, SAD | ADVIA Centaur Herpes-1 IgG (HSV1) QC | 49120 | 20% | Teamedical d.o.o. | 105-23/24 | 08.10.2024 | 08.10.2025
Reagensi, izuzev za transfuziju | 404-1-110/24-44 | 173 | Laboratorijski testovi i reagensi za aparat ADVIA CENTAUR CP, proizvođača Siemens Healthcare Diagnostics GmbH | 27 | ADVIA Centaur Herpes‐2 IgG Quality Control | RGN232927 | pakovanje | 2 x 1 x 7 mL | Siemens Healthcare Diagnostics Inc, Tarrytown, SAD | ADVIA Centaur Herpes-2 IgG (HSV2) QC | 49120 | 20% | Teamedical d.o.o. | 105-23/24 | 08.10.2024 | 08.10.2025
Reagensi, izuzev za transfuziju | 404-1-110/24-44 | 173 | Laboratorijski testovi i reagensi za aparat ADVIA CENTAUR CP, proizvođača Siemens Healthcare Diagnostics GmbH | 28 | Advia Centaur Toxo G quality control material | RGN213340 | pakovanje | 2x2x2.7 ml | Siemens Healthcare Diagnostics Inc, Tarrytown, SAD | ADVIA Centaur Toxoplasma G Quality Control Material | 25079 | 20% | Teamedical d.o.o. | 105-23/24 | 08.10.2024 | 08.10.2025
Reagensi, izuzev za transfuziju | 404-1-110/24-44 | 174 | Laboratorijski testovi i reagensi za automatski imunohemijski analizator ALEGRIA | 1 | Anti-helicobacter Pylori IgA | RGN213341 | pakovanje | 24 | ORGENTEC Diagnostika GmbH, Nemačka | Anti-helicobacter Pylori IgA | 20668 | 20% | Interlab Exim d.o.o. | 105-10/24 | 08.10.2024 | 08.10.2025
Reagensi, izuzev za transfuziju | 404-1-110/24-44 | 174 | Laboratorijski testovi i reagensi za automatski imunohemijski analizator ALEGRIA | 2 | Anti-helicobacter Pylori IgG | RGN213342 | pakovanje | 24 | ORGENTEC Diagnostika GmbH, Nemačka | Anti-helicobacter Pylori IgG | 20668 | 20% | Interlab Exim d.o.o. | 105-10/24 | 08.10.2024 | 08.10.2025
Reagensi, izuzev za transfuziju | 404-1-110/24-44 | 174 | Laboratorijski testovi i reagensi za automatski imunohemijski analizator ALEGRIA | 3 | Anti-Chlamydia pneumoniae IgM | RGN213343 | pakovanje | 24 | ORGENTEC Diagnostika GmbH, Nemačka | Anti-Chlamydia pneumoniae IgM | 27809 | 20% | Interlab Exim d.o.o. | 105-10/24 | 08.10.2024 | 08.10.2025
Reagensi, izuzev za transfuziju | 404-1-110/24-44 | 174 | Laboratorijski testovi i reagensi za automatski imunohemijski analizator ALEGRIA | 4 | Anti-Chlamydia pneumoniae IgA | RGN213344 | pakovanje | 24 | ORGENTEC Diagnostika GmbH, Nemačka | Anti-Chlamydia pneumoniae IgA | 23300 | 20% | Interlab Exim d.o.o. | 105-10/24 | 08.10.2024 | 08.10.2025
Reagensi, izuzev za transfuziju | 404-1-110/24-44 | 174 | Laboratorijski testovi i reagensi za automatski imunohemijski analizator ALEGRIA | 5 | Anti-Chlamydia pneumoniae IgG | RGN213345 | pakovanje | 24 | ORGENTEC Diagnostika GmbH, Nemačka | Anti-Chlamydia pneumoniae IgG | 23300 | 20% | Interlab Exim d.o.o. | 105-10/24 | 08.10.2024 | 08.10.2025
Reagensi, izuzev za transfuziju | 404-1-110/24-44 | 174 | Laboratorijski testovi i reagensi za automatski imunohemijski analizator ALEGRIA | 6 | Anti-Mycoplasma pneumoniae IgM | RGN213346 | pakovanje | 24 | ORGENTEC Diagnostika GmbH, Nemačka | Anti-Mycoplasma pneumoniae IgM | 25178 | 20% | Interlab Exim d.o.o. | 105-10/24 | 08.10.2024 | 08.10.2025
Reagensi, izuzev za transfuziju | 404-1-110/24-44 | 174 | Laboratorijski testovi i reagensi za automatski imunohemijski analizator ALEGRIA | 7 | Anti-Mycoplasma pneumoniae IgA | RGN213347 | pakovanje | 24 | ORGENTEC Diagnostika GmbH, Nemačka | Anti-Mycoplasma pneumoniae IgA | 20668 | 20% | Interlab Exim d.o.o. | 105-10/24 | 08.10.2024 | 08.10.2025
Reagensi, izuzev za transfuziju | 404-1-110/24-44 | 174 | Laboratorijski testovi i reagensi za automatski imunohemijski analizator ALEGRIA | 8 | Anti-Mycoplasma pneumoniae IgG | RGN213348 | pakovanje | 24 | ORGENTEC Diagnostika GmbH, Nemačka | Anti-Mycoplasma pneumoniae IgG | 20668 | 20% | Interlab Exim d.o.o. | 105-10/24 | 08.10.2024 | 08.10.2025
Reagensi, izuzev za transfuziju | 404-1-110/24-44 | 174 | Laboratorijski testovi i reagensi za automatski imunohemijski analizator ALEGRIA | 9 | Alegria Positive Control | RGN213350 | pakovanje | 24 | ORGENTEC Diagnostika GmbH, Nemačka | Alegria Positive Control | 18038 | 20% | Interlab Exim d.o.o. | 105-10/24 | 08.10.2024 | 08.10.2025
Reagensi, izuzev za transfuziju | 404-1-110/24-44 | 174 | Laboratorijski testovi i reagensi za automatski imunohemijski analizator ALEGRIA | 10 | Anti HSV-1 IgM a-24T | RGN213351 | pakovanje | 24 | ORGENTEC Diagnostika GmbH, Nemačka | Anti HSV-1 IgM a-24T | 25178 | 20% | Interlab Exim d.o.o. | 105-10/24 | 08.10.2024 | 08.10.2025
Reagensi, izuzev za transfuziju | 404-1-110/24-44 | 174 | Laboratorijski testovi i reagensi za automatski imunohemijski analizator ALEGRIA | 11 | Anti HSV-2 IgM a-24T | RGN213352 | pakovanje | 24 | ORGENTEC Diagnostika GmbH, Nemačka | Anti HSV-2 IgM a-24T | 25178 | 20% | Interlab Exim d.o.o. | 105-10/24 | 08.10.2024 | 08.10.2025
Reagensi, izuzev za transfuziju | 404-1-110/24-44 | 174 | Laboratorijski testovi i reagensi za automatski imunohemijski analizator ALEGRIA | 12 | Anti Mumps virus IgM a-24T | RGN213353 | pakovanje | 24 | ORGENTEC Diagnostika GmbH, Nemačka | Anti Mumps virus IgM a-24T | 25178 | 20% | Interlab Exim d.o.o. | 105-10/24 | 08.10.2024 | 08.10.2025
Reagensi, izuzev za transfuziju | 404-1-110/24-44 | 174 | Laboratorijski testovi i reagensi za automatski imunohemijski analizator ALEGRIA | 13 | Anti Mumps virus IgG a-24T | RGN213354 | pakovanje | 24 | ORGENTEC Diagnostika GmbH, Nemačka | Anti Mumps virus IgG a-24T | 20668 | 20% | Interlab Exim d.o.o. | 105-10/24 | 08.10.2024 | 08.10.2025
Reagensi, izuzev za transfuziju | 404-1-110/24-44 | 174 | Laboratorijski testovi i reagensi za automatski imunohemijski analizator ALEGRIA | 14 | Parvo B19 IgM a-24T | RGN213355 | pakovanje | 24 | ORGENTEC Diagnostika GmbH, Nemačka | Parvo B19 IgM a-24T | 28936 | 20% | Interlab Exim d.o.o. | 105-10/24 | 08.10.2024 | 08.10.2025
Reagensi, izuzev za transfuziju | 404-1-110/24-44 | 174 | Laboratorijski testovi i reagensi za automatski imunohemijski analizator ALEGRIA | 15 | VZV IgM a-24T | RGN213356 | pakovanje | 24 | ORGENTEC Diagnostika GmbH, Nemačka | VZV IgM a-24T | 25178 | 20% | Interlab Exim d.o.o. | 105-10/24 | 08.10.2024 | 08.10.2025
Reagensi, izuzev za transfuziju | 404-1-110/24-44 | 174 | Laboratorijski testovi i reagensi za automatski imunohemijski analizator ALEGRIA | 16 | VZV IgG a-24T | RGN213357 | pakovanje | 24 | ORGENTEC Diagnostika GmbH, Nemačka | VZV IgG a-24T | 20668 | 20% | Interlab Exim d.o.o. | 105-10/24 | 08.10.2024 | 08.10.2025
Reagensi, izuzev za transfuziju | 404-1-110/24-44 | 174 | Laboratorijski testovi i reagensi za automatski imunohemijski analizator ALEGRIA | 17 | EBV-VCA IgG a-24T | RGN213358 | pakovanje | 24 | ORGENTEC Diagnostika GmbH, Nemačka | EBV-VCA IgG a-24T | 20668 | 20% | Interlab Exim d.o.o. | 105-10/24 | 08.10.2024 | 08.10.2025
Reagensi, izuzev za transfuziju | 404-1-110/24-44 | 174 | Laboratorijski testovi i reagensi za automatski imunohemijski analizator ALEGRIA | 18 | MEASLES IgM a- 24T | RGN213359 | pakovanje | 24 | ORGENTEC Diagnostika GmbH, Nemačka | MEASLES IgM a- 24T | 25178 | 20% | Interlab Exim d.o.o. | 105-10/24 | 08.10.2024 | 08.10.2025
Reagensi, izuzev za transfuziju | 404-1-110/24-44 | 174 | Laboratorijski testovi i reagensi za automatski imunohemijski analizator ALEGRIA | 19 | MEASLES IgG a-24T | RGN213360 | pakovanje | 24 | ORGENTEC Diagnostika GmbH, Nemačka | MEASLES IgG a-24T | 20668 | 20% | Interlab Exim d.o.o. | 105-10/24 | 08.10.2024 | 08.10.2025
Reagensi, izuzev za transfuziju | 404-1-110/24-44 | 174 | Laboratorijski testovi i reagensi za automatski imunohemijski analizator ALEGRIA | 20 | Anti-EBV (VCA) IgM | RGN213363 | pakovanje | 24 | ORGENTEC Diagnostika GmbH, Nemačka | Anti-EBV (VCA) IgM | 25178 | 20% | Interlab Exim d.o.o. | 105-10/24 | 08.10.2024 | 08.10.2025
Reagensi, izuzev za transfuziju | 404-1-110/24-44 | 174 | Laboratorijski testovi i reagensi za automatski imunohemijski analizator ALEGRIA | 21 | Anti-EBV (EBNA-1) IgG | RGN213364 | pakovanje | 24 | ORGENTEC Diagnostika GmbH, Nemačka | Anti-EBV (EBNA-1) IgG | 20668 | 20% | Interlab Exim d.o.o. | 105-10/24 | 08.10.2024 | 08.10.2025
Reagensi, izuzev za transfuziju | 404-1-110/24-44 | 174 | Laboratorijski testovi i reagensi za automatski imunohemijski analizator ALEGRIA | 22 | Anti-HSV-1 IgG | RGN213365 | pakovanje | 24 | ORGENTEC Diagnostika GmbH, Nemačka | Anti-HSV-1 IgG | 20668 | 20% | Interlab Exim d.o.o. | 105-10/24 | 08.10.2024 | 08.10.2025
Reagensi, izuzev za transfuziju | 404-1-110/24-44 | 174 | Laboratorijski testovi i reagensi za automatski imunohemijski analizator ALEGRIA | 23 | Anti-HSV-2 IgG | RGN213366 | pakovanje | 24 | ORGENTEC Diagnostika GmbH, Nemačka | Anti-HSV-2 IgG | 20668 | 20% | Interlab Exim d.o.o. | 105-10/24 | 08.10.2024 | 08.10.2025
Reagensi, izuzev za transfuziju | 404-1-110/24-44 | 174 | Laboratorijski testovi i reagensi za automatski imunohemijski analizator ALEGRIA | 24 | Anti-HSV-1/2 IgM | RGN213367 | pakovanje | 24 | ORGENTEC Diagnostika GmbH, Nemačka | Anti-HSV-1/2 IgM | 25178 | 20% | Interlab Exim d.o.o. | 105-10/24 | 08.10.2024 | 08.10.2025
Reagensi, izuzev za transfuziju | 404-1-110/24-44 | 174 | Laboratorijski testovi i reagensi za automatski imunohemijski analizator ALEGRIA | 25 | Anti -B pertusis Toxin IgG | RGN213368 | pakovanje | 24 | ORGENTEC Diagnostika GmbH, Nemačka | Anti -B pertusis Toxin IgG | 21184 | 20% | Interlab Exim d.o.o. | 105-10/24 | 08.10.2024 | 08.10.2025
Reagensi, izuzev za transfuziju | 404-1-110/24-44 | 174 | Laboratorijski testovi i reagensi za automatski imunohemijski analizator ALEGRIA | 26 | Anti-B pertussis Toxin IgA | RGN213369 | pakovanje | 24 | ORGENTEC Diagnostika GmbH, Nemačka | Anti-B pertussis Toxin IgA | 21184 | 20% | Interlab Exim d.o.o. | 105-10/24 | 08.10.2024 | 08.10.2025
Reagensi, izuzev za transfuziju | 404-1-110/24-44 | 174 | Laboratorijski testovi i reagensi za automatski imunohemijski analizator ALEGRIA | 27 | Anti- Borrelia IgG | RGN213370 | pakovanje | 24 | ORGENTEC Diagnostika GmbH, Nemačka | Anti- Borrelia IgG | 21184 | 20% | Interlab Exim d.o.o. | 105-10/24 | 08.10.2024 | 08.10.2025
Reagensi, izuzev za transfuziju | 404-1-110/24-44 | 174 | Laboratorijski testovi i reagensi za automatski imunohemijski analizator ALEGRIA | 28 | Anti-Borrelia IgM | RGN213371 | pakovanje | 24 | ORGENTEC Diagnostika GmbH, Nemačka | Anti-Borrelia IgM | 25808 | 20% | Interlab Exim d.o.o. | 105-10/24 | 08.10.2024 | 08.10.2025
Reagensi, izuzev za transfuziju | 404-1-110/24-44 | 174 | Laboratorijski testovi i reagensi za automatski imunohemijski analizator ALEGRIA | 29 | Anti- Chlamydia trachomatis IgA | RGN213372 | pakovanje | 24 | ORGENTEC Diagnostika GmbH, Nemačka | Anti- Chlamydia trachomatis IgA | 25038 | 20% | Interlab Exim d.o.o. | 105-10/24 | 08.10.2024 | 08.10.2025
Reagensi, izuzev za transfuziju | 404-1-110/24-44 | 174 | Laboratorijski testovi i reagensi za automatski imunohemijski analizator ALEGRIA | 30 | Anti-Chlamydia trachomatis IgG | RGN213373 | pakovanje | 24 | ORGENTEC Diagnostika GmbH, Nemačka | Anti-Chlamydia trachomatis IgG | 25038 | 20% | Interlab Exim d.o.o. | 105-10/24 | 08.10.2024 | 08.10.2025
Reagensi, izuzev za transfuziju | 404-1-110/24-44 | 174 | Laboratorijski testovi i reagensi za automatski imunohemijski analizator ALEGRIA | 31 | Anti-Chlamydia trachomatis IgM | RGN213374 | pakovanje | 24 | ORGENTEC Diagnostika GmbH, Nemačka | Anti-Chlamydia trachomatis IgM | 29659 | 20% | Interlab Exim d.o.o. | 105-10/24 | 08.10.2024 | 08.10.2025
Reagensi, izuzev za transfuziju | 404-1-110/24-44 | 174 | Laboratorijski testovi i reagensi za automatski imunohemijski analizator ALEGRIA | 32 | Anti EBV (ZEBRA) IgM | RGN213375 | pakovanje | 24 | ORGENTEC Diagnostika GmbH, Nemačka | Anti EBV (ZEBRA) IgM | 23110 | 20% | Interlab Exim d.o.o. | 105-10/24 | 08.10.2024 | 08.10.2025
Reagensi, izuzev za transfuziju | 404-1-110/24-44 | 174 | Laboratorijski testovi i reagensi za automatski imunohemijski analizator ALEGRIA | 33 | Anti HSV1/2 IgG | RGN213376 | pakovanje | 24 | ORGENTEC Diagnostika GmbH, Nemačka | Anti HSV1/2 IgG | 21184 | 20% | Interlab Exim d.o.o. | 105-10/24 | 08.10.2024 | 08.10.2025
Reagensi, izuzev za transfuziju | 404-1-110/24-44 | 174 | Laboratorijski testovi i reagensi za automatski imunohemijski analizator ALEGRIA | 34 | Anti VZV IgA | RGN213377 | pakovanje | 24 | ORGENTEC Diagnostika GmbH, Nemačka | Anti VZV IgA | 21184 | 20% | Interlab Exim d.o.o. | 105-10/24 | 08.10.2024 | 08.10.2025
Reagensi, izuzev za transfuziju | 404-1-110/24-44 | 174 | Laboratorijski testovi i reagensi za automatski imunohemijski analizator ALEGRIA | 35 | Anti Yersinia IgA | RGN213378 | pakovanje | 24 | ORGENTEC Diagnostika GmbH, Nemačka | Anti Yersinia IgA | 21184 | 20% | Interlab Exim d.o.o. | 105-10/24 | 08.10.2024 | 08.10.2025
Reagensi, izuzev za transfuziju | 404-1-110/24-44 | 174 | Laboratorijski testovi i reagensi za automatski imunohemijski analizator ALEGRIA | 36 | Anti Yersinia IgG | RGN213379 | pakovanje | 24 | ORGENTEC Diagnostika GmbH, Nemačka | Anti Yersinia IgG | 21184 | 20% | Interlab Exim d.o.o. | 105-10/24 | 08.10.2024 | 08.10.2025
Reagensi, izuzev za transfuziju | 404-1-110/24-44 | 174 | Laboratorijski testovi i reagensi za automatski imunohemijski analizator ALEGRIA | 37 | Anti -Parvovirus B19 IgG | RGN213380 | pakovanje | 24 | ORGENTEC Diagnostika GmbH, Nemačka | Anti -Parvovirus B19 IgG | 25038 | 20% | Interlab Exim d.o.o. | 105-10/24 | 08.10.2024 | 08.10.2025
Reagensi, izuzev za transfuziju | 404-1-110/24-44 | 174 | Laboratorijski testovi i reagensi za automatski imunohemijski analizator ALEGRIA | 38 | Negative control | RGN213381 | pakovanje | 24 | ORGENTEC Diagnostika GmbH, Nemačka | Negative control | 18489 | 20% | Interlab Exim d.o.o. | 105-10/24 | 08.10.2024 | 08.10.2025
Reagensi, izuzev za transfuziju | 404-1-110/24-44 | 174 | Laboratorijski testovi i reagensi za automatski imunohemijski analizator ALEGRIA | 39 | Printer Paper (ID0146) | RGN213383 | pakovanje | 5 rolni | ORGENTEC Diagnostika GmbH, Nemačka | Printer Paper (ID0146) | 4509 | 20% | Interlab Exim d.o.o. | 105-10/24 | 08.10.2024 | 08.10.2025
Reagensi, izuzev za transfuziju | 404-1-110/24-44 | 175 | Laboratorijski reagensi i prateće hemikalije za bojenje po Gramu za aparat AEROSPRAY | 1 | Gram Reagent A: Decolorizer with Safranine 500ml | RGN213384 | pakovanje | 500 ml | ELITechGroup Inc. - SAD | Aerospray Gram Reagent A Decolorizer with Safranine, 500mL | 7023 | 20% | Elitech SR d.o.o. | 105-6/24 | 08.10.2024 | 08.10.2025
Reagensi, izuzev za transfuziju | 404-1-110/24-44 | 175 | Laboratorijski reagensi i prateće hemikalije za bojenje po Gramu za aparat AEROSPRAY | 2 | Gram Reagent B: Iodine 500 ml | RGN213385 | pakovanje | 500 ml | ELITechGroup Inc. - SAD | Aerospray Gram Reagent B, Iodine, 500mL | 4309 | 20% | Elitech SR d.o.o. | 105-6/24 | 08.10.2024 | 08.10.2025
Reagensi, izuzev za transfuziju | 404-1-110/24-44 | 175 | Laboratorijski reagensi i prateće hemikalije za bojenje po Gramu za aparat AEROSPRAY | 3 | Gram Reagent C: Crystal Violet 500 ml | RGN213386 | pakovanje | 500 ml | ELITechGroup Inc. - SAD | Aerospray Gram Reagent C, Crystal Violet, 500mL | 3990 | 20% | Elitech SR d.o.o. | 105-6/24 | 08.10.2024 | 08.10.2025
Reagensi, izuzev za transfuziju | 404-1-110/24-44 | 175 | Laboratorijski reagensi i prateće hemikalije za bojenje po Gramu za aparat AEROSPRAY | 4 | Nozzle Cleaninig Solution Concentrate 250 ml | RGN213387 | pakovanje | 250 ml | ELITechGroup Inc. - SAD | Aerospray Nozzle Cleaning Solution Concentrate, 250mL | 4341 | 20% | Elitech SR d.o.o. | 105-6/24 | 08.10.2024 | 08.10.2025
Reagensi, izuzev za transfuziju | 404-1-110/24-44 | 176 | Laboratorijski reagensi i prateće hemikalije za bojenje po Gramu aparat Previ Color Gram | 1 | ACETONE FUCHSINA | RGN213388 | pakovanje | 500 mL | bioMerieux, Francuska | ACETONE FUCHSINA | 8450 | 20% | Yunycom d.o.o. | 105-26/24 | 08.10.2024 | 08.10.2025
Reagensi, izuzev za transfuziju | 404-1-110/24-44 | 176 | Laboratorijski reagensi i prateće hemikalije za bojenje po Gramu aparat Previ Color Gram | 2 | IODINE-B | RGN213389 | pakovanje | 500 mL | bioMerieux, Francuska | IODINE-B | 4220 | 20% | Yunycom d.o.o. | 105-26/24 | 08.10.2024 | 08.10.2025
Reagensi, izuzev za transfuziju | 404-1-110/24-44 | 176 | Laboratorijski reagensi i prateće hemikalije za bojenje po Gramu aparat Previ Color Gram | 3 | CRYSTAL VIOLET-C | RGN213390 | pakovanje | 500 mL | bioMerieux, Francuska | CRYSTAL VIOLET-C | 3460 | 20% | Yunycom d.o.o. | 105-26/24 | 08.10.2024 | 08.10.2025
Reagensi, izuzev za transfuziju | 404-1-110/24-44 | 176 | Laboratorijski reagensi i prateće hemikalije za bojenje po Gramu aparat Previ Color Gram | 4 | NOZZLE CLEANING SOLUTION | RGN213391 | pakovanje | 2,5 L | bioMerieux, Francuska | NOZZLE CLEANING SOLUTION | 3170 | 20% | Yunycom d.o.o. | 105-26/24 | 08.10.2024 | 08.10.2025
Reagensi, izuzev za transfuziju | 404-1-110/24-44 | 177 | Laboratorijski testovi i reagensi za aparat BactAlert 3D 60, BactAlert 3D 120, BactAlert 3D 240, BactAlert VIRTUO | 1 | Bočice za hemokulturu aerobne (FA), anaerobne ( FN) i i pedijatrijske (PF) (sa inhibitorom antibiotika) | RGN213392 | pakovanje | 100 komada | bioMerieux, Francuska | BACT/ALERT FA PLUS BACT/ALERT FN PLUS BACT/ALERT PF PLUS | 135000 | 20% | Yunycom d.o.o. | 105-26/24 | 08.10.2024 | 08.10.2025
Reagensi, izuzev za transfuziju | 404-1-110/24-44 | 177 | Laboratorijski testovi i reagensi za aparat BactAlert 3D 60, BactAlert 3D 120, BactAlert 3D 240, BactAlert VIRTUO | 2 | BACT/ALERT MP BOČICE | RGN213393 | pakovanje | 100 | bioMerieux, Francuska | BACT/ALERT MP | 90720 | 20% | Yunycom d.o.o. | 105-26/24 | 08.10.2024 | 08.10.2025
Reagensi, izuzev za transfuziju | 404-1-110/24-44 | 177 | Laboratorijski testovi i reagensi za aparat BactAlert 3D 60, BactAlert 3D 120, BactAlert 3D 240, BactAlert VIRTUO | 3 | MB/BacT Antibiotik Supplement Kit | RGN213394 | pakovanje | 100 bočica | bioMerieux, Francuska | MYCO ANTIMICROBIAL KIT | 17390 | 20% | Yunycom d.o.o. | 105-26/24 | 08.10.2024 | 08.10.2025
Reagensi, izuzev za transfuziju | 404-1-110/24-44 | 177 | Laboratorijski testovi i reagensi za aparat BactAlert 3D 60, BactAlert 3D 120, BactAlert 3D 240, BactAlert VIRTUO | 4 | BacT/ALERT Reflectancia Standards | RGN213395 | pakovanje | 2 kontrole/ pakovanje | bioMerieux, Francuska | CALIBRATOR STICKS BACT ALERT | 47740 | 20% | Yunycom d.o.o. | 105-26/24 | 08.10.2024 | 08.10.2025
Reagensi, izuzev za transfuziju | 404-1-110/24-44 | 177 | Laboratorijski testovi i reagensi za aparat BactAlert 3D 60, BactAlert 3D 120, BactAlert 3D 240, BactAlert VIRTUO | 5 | Airway needles | RGN213396 | pakovanje | 100 | bioMerieux, Francuska | STERILE AIRWAY NEEDLES | 17180 | 10% | Yunycom d.o.o. | 105-26/24 | 08.10.2024 | 08.10.2025
Reagensi, izuzev za transfuziju | 404-1-110/24-44 | 178 | Potrošni materijal za aparat Bactec 9050/9120/9240/FX40/MGIT960 | 1 | Hemokultura za odrasle aerobna, Bactec PLUS Aerobic | RGN213397 | pakovanje | 50 komad/ pakovanje | Becton Dickinson (BD) | Bactec Plus Aerobic | 49600 | 20% | Vicor d.o.o. & Teamedical d.o.o. | 105-32/24 | 08.10.2024 | 08.10.2025
Reagensi, izuzev za transfuziju | 404-1-110/24-44 | 178 | Potrošni materijal za aparat Bactec 9050/9120/9240/FX40/MGIT960 | 2 | Hemokultura pedijatrijska, Bactec Peds Plus | RGN213398 | pakovanje | 50 komad/ pakovanje | Becton Dickinson (BD) | Bactec Peds Plus | 49600 | 20% | Vicor d.o.o. & Teamedical d.o.o. | 105-32/24 | 08.10.2024 | 08.10.2025
Reagensi, izuzev za transfuziju | 404-1-110/24-44 | 178 | Potrošni materijal za aparat Bactec 9050/9120/9240/FX40/MGIT960 | 3 | Hemokultura za odrasle anaerobna, Bactec PLUS Anaerobic/ Bactec Lythic Anaerobic | RGN213399 | pakovanje | 50 komad/ pakovanje | Becton Dickinson (BD) | Bactec Plus Anaerobic | 49600 | 20% | Vicor d.o.o. & Teamedical d.o.o. | 105-32/24 | 08.10.2024 | 08.10.2025
Reagensi, izuzev za transfuziju | 404-1-110/24-44 | 178 | Potrošni materijal za aparat Bactec 9050/9120/9240/FX40/MGIT960 | 4 | Bactec PLUS aerobic, PLUS Anaerobic/ LYTHIC/MYCOSIS/ PEDS PLUS ili BACTEC STANDARD Aerobic/Anaerobic za aparat BACTEC 9240 | RGN213400 | pakovanje | 50 | Becton Dickinson (BD) | Bactec PLUS Aerobic, PLUS Anaerobic/ Lythic/Mycosis, Peds Plus, Bactec Standard Aerobic/Anaerobic | 49600 | 20% | Vicor d.o.o. & Teamedical d.o.o. | 105-32/24 | 08.10.2024 | 08.10.2025
Reagensi, izuzev za transfuziju | 404-1-110/24-44 | 178 | Potrošni materijal za aparat Bactec 9050/9120/9240/FX40/MGIT960 | 5 | Tečna podloga - Bactec MGIT Tubes | RGN213401 | pakovanje | 100 komadа | Becton Dickinson (BD) | Bactec MGIT Tubes | 86830 | 20% | Vicor d.o.o. & Teamedical d.o.o. | 105-32/24 | 08.10.2024 | 08.10.2025
Reagensi, izuzev za transfuziju | 404-1-110/24-44 | 178 | Potrošni materijal za aparat Bactec 9050/9120/9240/FX40/MGIT960 | 6 | Bactec MGIT Supplement Kit | RGN213402 | pakovanje | 1 pakovanje се користи за 100 подлога | Becton Dickinson (BD) | Bactec MGIT Supplement Kit | 27140 | 20% | Vicor d.o.o. & Teamedical d.o.o. | 105-32/24 | 08.10.2024 | 08.10.2025
Reagensi, izuzev za transfuziju | 404-1-110/24-44 | 178 | Potrošni materijal za aparat Bactec 9050/9120/9240/FX40/MGIT960 | 7 | SIRE kit | RGN213403 | pakovanje | 1 pakovanje се користи за 40 подлога | Becton Dickinson (BD) | Bactec MGIT SIRE Kit | 32200 | 20% | Vicor d.o.o. & Teamedical d.o.o. | 105-32/24 | 08.10.2024 | 08.10.2025
Reagensi, izuzev za transfuziju | 404-1-110/24-44 | 178 | Potrošni materijal za aparat Bactec 9050/9120/9240/FX40/MGIT960 | 8 | PZA kit | RGN213404 | pakovanje | 1 pakovanje се користи за 50 подлога | Becton Dickinson (BD) | Bactec MGIT PZA Kit | 37375 | 20% | Vicor d.o.o. & Teamedical d.o.o. | 105-32/24 | 08.10.2024 | 08.10.2025
Reagensi, izuzev za transfuziju | 404-1-110/24-44 | 178 | Potrošni materijal za aparat Bactec 9050/9120/9240/FX40/MGIT960 | 9 | PZA MEDIUM | RGN213405 | pakovanje | 25 китова | Becton Dickinson (BD) | Bactec MGIT PZA Medium | 31050 | 20% | Vicor d.o.o. & Teamedical d.o.o. | 105-32/24 | 08.10.2024 | 08.10.2025
Reagensi, izuzev za transfuziju | 404-1-110/24-44 | 178 | Potrošni materijal za aparat Bactec 9050/9120/9240/FX40/MGIT960 | 10 | Calibrator kit MGIT | RGN213406 | pakovanje | 1 | Becton Dickinson (BD) | Calibrator kit MGIT | 94820 | 20% | Vicor d.o.o. & Teamedical d.o.o. | 105-32/24 | 08.10.2024 | 08.10.2025
Reagensi, izuzev za transfuziju | 404-1-110/24-44 | 178 | Potrošni materijal za aparat Bactec 9050/9120/9240/FX40/MGIT960 | 11 | MGIT TB ID test | RGN213407 | pakovanje | 25 testova | Becton Dickinson (BD) | MGIT TB ID test | 51580 | 20% | Vicor d.o.o. & Teamedical d.o.o. | 105-32/24 | 08.10.2024 | 08.10.2025
Reagensi, izuzev za transfuziju | 404-1-110/24-44 | 178 | Potrošni materijal za aparat Bactec 9050/9120/9240/FX40/MGIT960 | 12 | BD Taxo™ - TB Niacin Test Strips a 25, "ili odgovarajući" | RGN213408 | pakovanje | 25/1 | Becton Dickinson (BD) | Niacin Test Strips | 5175 | 20% | Vicor d.o.o. & Teamedical d.o.o. | 105-32/24 | 08.10.2024 | 08.10.2025
Reagensi, izuzev za transfuziju | 404-1-110/24-44 | 178 | Potrošni materijal za aparat Bactec 9050/9120/9240/FX40/MGIT960 | 13 | BD MGIT™ - Tubes a 100 "ili odgovarajući" | RGN213409 | pakovanje | 100/1 | Becton Dickinson (BD) | Bactec MGIT Tubes | 86825 | 20% | Vicor d.o.o. & Teamedical d.o.o. | 105-32/24 | 08.10.2024 | 08.10.2025
Reagensi, izuzev za transfuziju | 404-1-110/24-44 | 178 | Potrošni materijal za aparat Bactec 9050/9120/9240/FX40/MGIT960 | 14 | BD MGIT OADC Enrichment | RGN213410 | pakovanje | za 100 testova | Becton Dickinson (BD) | Bactec MGIT OADC Enrichment | 17190 | 20% | Vicor d.o.o. & Teamedical d.o.o. | 105-32/24 | 08.10.2024 | 08.10.2025
Reagensi, izuzev za transfuziju | 404-1-110/24-44 | 178 | Potrošni materijal za aparat Bactec 9050/9120/9240/FX40/MGIT960 | 15 | BD MGIT PANTA Antibiotic Mixture | RGN213411 | pakovanje | za 100 testova | Becton Dickinson (BD) | Bactec MGIT PANTA Antibiotic Mixture | 11050 | 20% | Vicor d.o.o. & Teamedical d.o.o. | 105-32/24 | 08.10.2024 | 08.10.2025
Reagensi, izuzev za transfuziju | 404-1-110/24-44 | 178 | Potrošni materijal za aparat Bactec 9050/9120/9240/FX40/MGIT960 | 16 | BBL MycoPrep Reagent | RGN213412 | pakovanje | 1 | Becton Dickinson (BD) | Mycoprep Kit | 18975 | 20% | Vicor d.o.o. & Teamedical d.o.o. | 105-32/24 | 08.10.2024 | 08.10.2025
Reagensi, izuzev za transfuziju | 404-1-110/24-44 | 178 | Potrošni materijal za aparat Bactec 9050/9120/9240/FX40/MGIT960 | 17 | BD Lowenstein Jensen Medium Slants | RGN213414 | pakovanje | 100 подлога | Becton Dickinson (BD) | Lowenstein Jensen Medium Slants | 18510 | 20% | Vicor d.o.o. & Teamedical d.o.o. | 105-32/24 | 08.10.2024 | 08.10.2025
Reagensi, izuzev za transfuziju | 404-1-110/24-44 | 178 | Potrošni materijal za aparat Bactec 9050/9120/9240/FX40/MGIT960 | 18 | Bactec FOS Culture supplements kit | RGN213415 | pakovanje | Kit | Becton Dickinson (BD) | FOS Culture Supplements Kit | 23690 | 20% | Vicor d.o.o. & Teamedical d.o.o. | 105-32/24 | 08.10.2024 | 08.10.2025
Reagensi, izuzev za transfuziju | 404-1-110/24-44 | 179 | Laboratorijski testovi i reagensi za aparat COBAS c4800 (z480,x480) | 1 | Testovi za RT PCR za HIV za aparat COBAS c4800 ili odgovarajući (detekcioni limit 12-15 IU/ml,automatizovana ekstrakcija, KIT COBAS 4800 HIV-1 120T CE-IVD) * | RGN213416 | pakovanje | 120 testova | Roche Diagnostics | KIT COBAS 4800 HIV-1 120t CE-IVD | 412770 | 20% | Adoc d.o.o. | 105-1/24 | 08.10.2024 | 08.10.2025
Reagensi, izuzev za transfuziju | 404-1-110/24-44 | 179 | Laboratorijski testovi i reagensi za aparat COBAS c4800 (z480,x480) | 2 | RT PCR za CMV za aparat COBAS c4800 ili odgovarajući (KIT COBAS 4800 CMV 120T CE-IVD) | RGN213417 | pakovanje | 120 testova | Roche Diagnostics | cobas CMV Monitoring, 120tests/pack | 436693.5 | 20% | Adoc d.o.o. | 105-1/24 | 08.10.2024 | 08.10.2025
Reagensi, izuzev za transfuziju | 404-1-110/24-44 | 179 | Laboratorijski testovi i reagensi za aparat COBAS c4800 (z480,x480) | 3 | RT PCR za HBV za aparat COBAS c4800 ili odgovarajući (KIT COBAS 4800 HBV 120T CE-IVD) | RGN213418 | pakovanje | 120 testova | Roche Diagnostics | KIT COBAS 4800 HBV 120t CE-IVD | 436693.5 | 20% | Adoc d.o.o. | 105-1/24 | 08.10.2024 | 08.10.2025
Reagensi, izuzev za transfuziju | 404-1-110/24-44 | 179 | Laboratorijski testovi i reagensi za aparat COBAS c4800 (z480,x480) | 4 | RT PCR za kvantitativni HCV za aparat COBAS c4800 ili odgovarajući (KIT COBAS 4800 HCV 120T CE-IVD) *detekcioni limit 12-15 IU/ml,automatizovana ekstrakcija | RGN213419 | pakovanje | 120 testova | Roche Diagnostics | KIT COBAS 4800 HCV 120t CE-IVD | 436693.5 | 20% | Adoc d.o.o. | 105-1/24 | 08.10.2024 | 08.10.2025
Reagensi, izuzev za transfuziju | 404-1-110/24-44 | 179 | Laboratorijski testovi i reagensi za aparat COBAS c4800 (z480,x480) | 5 | RT PCR za kvalitativni HCV - GENOTIP HCV -za aparat COBAS c4800 ili odgovarajući (KIT COBAS 4800 HCV GT 120T CE-IVD) * | RGN213420 | pakovanje | 120 testova | Roche Diagnostics | KIT C4800 HCV GT AMP/DET 120T CE-IVD | 724453 | 20% | Adoc d.o.o. | 105-1/24 | 08.10.2024 | 08.10.2025
Reagensi, izuzev za transfuziju | 404-1-110/24-44 | 179 | Laboratorijski testovi i reagensi za aparat COBAS c4800 (z480,x480) | 6 | KIT COBAS 4800 HXV CONTROLS 10T CE-IVD | RGN213421 | pakovanje | 3x(10x0,75mL) | Roche Diagnostics | KIT COBAS 4800 HXV Control kit 10t CE-IVD | 84343.8 | 20% | Adoc d.o.o. | 105-1/24 | 08.10.2024 | 08.10.2025
Reagensi, izuzev za transfuziju | 404-1-110/24-44 | 179 | Laboratorijski testovi i reagensi za aparat COBAS c4800 (z480,x480) | 7 | Tip CORE TIPS with Filter,1ml | RGN213422 | pakovanje | Kutija sa 8 x 480 tipsova | Roche Diagnostics | Tip CORE TIPS with Filter, 1ml | 63392 | 20% | Adoc d.o.o. | 105-1/24 | 08.10.2024 | 08.10.2025
Reagensi, izuzev za transfuziju | 404-1-110/24-44 | 179 | Laboratorijski testovi i reagensi za aparat COBAS c4800 (z480,x480) | 8 | AD-plate 0.3ml | RGN213423 | pakovanje | 50 komada | Roche Diagnostics | AD-plate 0.3ml a50kom | 87483.3 | 20% | Adoc d.o.o. | 105-1/24 | 08.10.2024 | 08.10.2025
Reagensi, izuzev za transfuziju | 404-1-110/24-44 | 179 | Laboratorijski testovi i reagensi za aparat COBAS c4800 (z480,x480) | 9 | Reagent reservoir 50ml | RGN213424 | pakovanje | 200 komada | Roche Diagnostics | Reagent reservoir 50ml | 66203.2 | 20% | Adoc d.o.o. | 105-1/24 | 08.10.2024 | 08.10.2025
Reagensi, izuzev za transfuziju | 404-1-110/24-44 | 179 | Laboratorijski testovi i reagensi za aparat COBAS c4800 (z480,x480) | 10 | Reagent reservoir 200ml | RGN213425 | pakovanje | 100 komada | Roche Diagnostics | Reagent reservoir 200ml | 45337.6 | 20% | Adoc d.o.o. | 105-1/24 | 08.10.2024 | 08.10.2025
Reagensi, izuzev za transfuziju | 404-1-110/24-44 | 179 | Laboratorijski testovi i reagensi za aparat COBAS c4800 (z480,x480) | 11 | Extraction Plate 2.0ml | RGN213426 | pakovanje | 40 komada | Roche Diagnostics | Extraction Plate 2.0ml | 30989.2 | 20% | Adoc d.o.o. | 105-1/24 | 08.10.2024 | 08.10.2025
Reagensi, izuzev za transfuziju | 404-1-110/24-44 | 179 | Laboratorijski testovi i reagensi za aparat COBAS c4800 (z480,x480) | 12 | KIT cobas 4800 SYS WASH BUFFER 960T IVD | RGN213427 | pakovanje | 10 x 200 mL | Roche Diagnostics | KIT COBAS 4800 SYS WASH 960T IVD | 63534.6 | 20% | Adoc d.o.o. | 105-1/24 | 08.10.2024 | 08.10.2025
Reagensi, izuzev za transfuziju | 404-1-110/24-44 | 179 | Laboratorijski testovi i reagensi za aparat COBAS c4800 (z480,x480) | 13 | KIT COBAS 4800 SAMPLE PREP 2 960T CE-IVD | RGN213428 | pakovanje | 10x16mL+10x17mL | Roche Diagnostics | KIT COBAS 4800 SAMPLE PREP 2 960T CE-IVD | 92534.7 | 20% | Adoc d.o.o. | 105-1/24 | 08.10.2024 | 08.10.2025
Reagensi, izuzev za transfuziju | 404-1-110/24-44 | 179 | Laboratorijski testovi i reagensi za aparat COBAS c4800 (z480,x480) | 14 | KIT COBAS 4800 LYSIS 2 960T CE-IVD | RGN213429 | pakovanje | 10x1mL+10x84mL | Roche Diagnostics | KIT COBAS 4800 LYSIS 2 960T CE-IVD | 81891 | 20% | Adoc d.o.o. | 105-1/24 | 08.10.2024 | 08.10.2025
Reagensi, izuzev za transfuziju | 404-1-110/24-44 | 179 | Laboratorijski testovi i reagensi za aparat COBAS c4800 (z480,x480) | 15 | Kontrola za HCV genotip - KIT Cobas 4800 HCV GT CTLS 10 T CE-IVD | RGN213430 | pakovanje | 2x(10x0,75ml) | Roche Diagnostics | KIT COBAS 4800 HCV GT CTLS 10T CE-IVD | 260343.3 | 20% | Adoc d.o.o. | 105-1/24 | 08.10.2024 | 08.10.2025
Reagensi, izuzev za transfuziju | 404-1-110/24-44 | 179 | Laboratorijski testovi i reagensi za aparat COBAS c4800 (z480,x480) | 16 | Kontrola za CMV - Cobas 4800 CMV CONTROLS 10 T CE-IVD | RGN213431 | pakovanje | 3x(10x0,75ml) | Roche Diagnostics | KIT COBAS 4800 CMV CONTROLS 10T CE-IVD | 108694.4 | 20% | Adoc d.o.o. | 105-1/24 | 08.10.2024 | 08.10.2025
Reagensi, izuzev za transfuziju | 404-1-110/24-44 | 179 | Laboratorijski testovi i reagensi za aparat COBAS c4800 (z480,x480) | 17 | Waste Bag large | RGN213432 | pakovanje | 50 komada | Roche Diagnostics | Solid Waste Bag (large) 50pcs | 49809.3 | 20% | Adoc d.o.o. | 105-1/24 | 08.10.2024 | 08.10.2025
Reagensi, izuzev za transfuziju | 404-1-110/24-44 | 179 | Laboratorijski testovi i reagensi za aparat COBAS c4800 (z480,x480) | 18 | Waste chute | RGN213433 | pakovanje | 10 komada | Roche Diagnostics | PLASTIC CHUTE (10PCS) | 10120 | 20% | Adoc d.o.o. | 105-1/24 | 08.10.2024 | 08.10.2025
Reagensi, izuzev za transfuziju | 404-1-110/24-44 | 179 | Laboratorijski testovi i reagensi za aparat COBAS c4800 (z480,x480) | 19 | KIT C4800 EGFR AMP/DET V2 24T IVD | RGN213434 | pakovanje | 24 testa | Roche Diagnostics | KIT C4800 EGFR AMP/DET V2 24T IVD | 535523.2 | 20% | Adoc d.o.o. | 105-1/24 | 08.10.2024 | 08.10.2025
Reagensi, izuzev za transfuziju | 404-1-110/24-44 | 179 | Laboratorijski testovi i reagensi za aparat COBAS c4800 (z480,x480) | 20 | KRAS Mutation Test v2 (LSR) | RGN213435 | pakovanje | 24 testa | Roche Diagnostics | KRAS Mutation Test v2 (LSR) | 448284.3 | 20% | Adoc d.o.o. | 105-1/24 | 08.10.2024 | 08.10.2025
Reagensi, izuzev za transfuziju | 404-1-110/24-44 | 179 | Laboratorijski testovi i reagensi za aparat COBAS c4800 (z480,x480) | 21 | BRAF/NRAS Mutation Test (LSR) | RGN213436 | pakovanje | 24 testa | Roche Diagnostics | BRAF/NRAS Mutation Test (LSR) | 550155.7 | 20% | Adoc d.o.o. | 105-1/24 | 08.10.2024 | 08.10.2025
Reagensi, izuzev za transfuziju | 404-1-110/24-44 | 179 | Laboratorijski testovi i reagensi za aparat COBAS c4800 (z480,x480) | 22 | KIT C4800 KRAS AMP/DET 24T CE-IVD | RGN213437 | pakovanje | 24 testa | Roche Diagnostics | KIT C4800 KRAS AMP/DET 24T CE-IVD | 562393.1 | 20% | Adoc d.o.o. | 105-1/24 | 08.10.2024 | 08.10.2025
Reagensi, izuzev za transfuziju | 404-1-110/24-44 | 179 | Laboratorijski testovi i reagensi za aparat COBAS c4800 (z480,x480) | 23 | C4800 BRAF V600E AMP/DET 24T CE-IVD | RGN213438 | pakovanje | 24 testa | Roche Diagnostics | KIT C4800 BRAF V600E AMP/DET 24T CE-IVD | 341185.1 | 20% | Adoc d.o.o. | 105-1/24 | 08.10.2024 | 08.10.2025
Reagensi, izuzev za transfuziju | 404-1-110/24-44 | 179 | Laboratorijski testovi i reagensi za aparat COBAS c4800 (z480,x480) | 24 | KIT DNA ISOLATION 24T IVD | RGN213439 | pakovanje | 24 testa | Roche Diagnostics | KIT DNA ISOLATION 24T IVD | 41797.6 | 20% | Adoc d.o.o. | 105-1/24 | 08.10.2024 | 08.10.2025
Reagensi, izuzev za transfuziju | 404-1-110/24-44 | 179 | Laboratorijski testovi i reagensi za aparat COBAS c4800 (z480,x480) | 25 | KIT COBAS CF SAMP PREP 24T IVD | RGN213440 | pakovanje | 24 testa | Roche Diagnostics | KIT COBAS CF SAMP PREP 24T IVD | 87483.3 | 20% | Adoc d.o.o. | 105-1/24 | 08.10.2024 | 08.10.2025
Reagensi, izuzev za transfuziju | 404-1-110/24-44 | 179 | Laboratorijski testovi i reagensi za aparat COBAS c4800 (z480,x480) | 26 | KIT Cobas 4800 PIK3CA AMP/DET 24T IVD | RGN232928 | pakovanje | 24 testova | Roche Diagnostics | KIT Cobas 4800 PIK3CA AMP/DET 24T IVD | 621000 | 20% | Adoc d.o.o. | 105-1/24 | 08.10.2024 | 08.10.2025
Reagensi, izuzev za transfuziju | 404-1-110/24-44 | 180 | Laboratorijski testovi i reagensi za ELISA aparate: STRIP RIDER AWARNES STST FAX, ELISA CITAC 2700 BIOMERIEUX, WASHER FAX 2600, WASHER 470 BIOMERIEUX, ELISA CITAC RT-6100/RAYTOO | 1 | Candida albicans Ig G ELISA | RGN213799 | pakovanje | 96 testova | NovaTec | Candida albicans IgG, ELISA | 16746.4 | 20% | Promedia d.o.o. | 105-35/24 | 14.10.2024 | 14.10.2025
Reagensi, izuzev za transfuziju | 404-1-110/24-44 | 180 | Laboratorijski testovi i reagensi za ELISA aparate: STRIP RIDER AWARNES STST FAX, ELISA CITAC 2700 BIOMERIEUX, WASHER FAX 2600, WASHER 470 BIOMERIEUX, ELISA CITAC RT-6100/RAYTOO | 2 | Candida albicans Ig M ELISA | RGN213800 | pakovanje | 96 testova | NovaTec | Candida albicans IgM, ELISA | 16746.4 | 20% | Promedia d.o.o. | 105-35/24 | 14.10.2024 | 14.10.2025
Reagensi, izuzev za transfuziju | 404-1-110/24-44 | 181 | Laboratorijski testovi i reagensi za aparat EUROIMMUN Analyzer i 2P | 1 | Anti-Toxoplasma gondii ELISA (IgM) | RGN213973 | pakovanje | 96 analiza | Euroimmun AG | Toxoplasma gondii IgM (sa IgG/RF absorbensom), ELISA | 20405 | 20% | Promedia d.o.o. | 105-21/24 | 08.10.2024 | 08.10.2025
Reagensi, izuzev za transfuziju | 404-1-110/24-44 | 181 | Laboratorijski testovi i reagensi za aparat EUROIMMUN Analyzer i 2P | 2 | Anti-Toxoplasma gondii ELISA (IgG) | RGN213974 | pakovanje | 96 analiza | Euroimmun AG | Toxoplasma gondii IgG, ELISA | 19800 | 20% | Promedia d.o.o. | 105-21/24 | 08.10.2024 | 08.10.2025
Reagensi, izuzev za transfuziju | 404-1-110/24-44 | 181 | Laboratorijski testovi i reagensi za aparat EUROIMMUN Analyzer i 2P | 3 | Anti-CMV ELISA (IgM) | RGN213975 | pakovanje | 96 analiza | Euroimmun AG | Cytomegalovirus IgM (sa IgG/RF absorbensom), ELISA | 20405 | 20% | Promedia d.o.o. | 105-21/24 | 08.10.2024 | 08.10.2025
Reagensi, izuzev za transfuziju | 404-1-110/24-44 | 181 | Laboratorijski testovi i reagensi za aparat EUROIMMUN Analyzer i 2P | 4 | Anti-CMV ELISA (IgG) | RGN213976 | pakovanje | 96 analiza | Euroimmun AG | Cytomegalovirus IgG, ELISA | 19800 | 20% | Promedia d.o.o. | 105-21/24 | 08.10.2024 | 08.10.2025
Reagensi, izuzev za transfuziju | 404-1-110/24-44 | 181 | Laboratorijski testovi i reagensi za aparat EUROIMMUN Analyzer i 2P | 5 | Herpes simplex virus 1/2 pool IgM (sa IgG/RF absorbensom), ELISA | RGN213977 | pakovanje | 96 analiza | Euroimmun AG | Herpes simplex virus 1/2 pool IgM (sa IgG/RF absorbensom), ELISA | 20405 | 20% | Promedia d.o.o. | 105-21/24 | 08.10.2024 | 08.10.2025
Reagensi, izuzev za transfuziju | 404-1-110/24-44 | 181 | Laboratorijski testovi i reagensi za aparat EUROIMMUN Analyzer i 2P | 6 | Anti-HSV-1 (gC1) ELISA (IgG) | RGN213978 | pakovanje | 96 analiza | Euroimmun AG | Herpes simplex virus 1 IgG, ELISA | 19800 | 20% | Promedia d.o.o. | 105-21/24 | 08.10.2024 | 08.10.2025
Reagensi, izuzev za transfuziju | 404-1-110/24-44 | 181 | Laboratorijski testovi i reagensi za aparat EUROIMMUN Analyzer i 2P | 7 | Anti-Borrelia ELISA (IgM) | RGN213979 | pakovanje | 96 analiza | Euroimmun AG | Borrelia (ceo antigen) IgM (sa IgG/RF absorbensom), ELISA | 20405 | 20% | Promedia d.o.o. | 105-21/24 | 08.10.2024 | 08.10.2025
Reagensi, izuzev za transfuziju | 404-1-110/24-44 | 181 | Laboratorijski testovi i reagensi za aparat EUROIMMUN Analyzer i 2P | 8 | Anti-Borrelia plus VIsE ELISA (IgG) | RGN213980 | pakovanje | 96 analiza | Euroimmun AG | Borrelia plus VlsE antigen IgG, ELISA | 19800 | 20% | Promedia d.o.o. | 105-21/24 | 08.10.2024 | 08.10.2025
Reagensi, izuzev za transfuziju | 404-1-110/24-44 | 181 | Laboratorijski testovi i reagensi za aparat EUROIMMUN Analyzer i 2P | 9 | Anti-EBV-CA ELISA (IgM) | RGN213981 | pakovanje | 96 analiza | Euroimmun AG | Epstein Barr virus kapsid antigen (EBV-CA) IgM (sa IgG/RF absorbensom), ELISA | 20405 | 20% | Promedia d.o.o. | 105-21/24 | 08.10.2024 | 08.10.2025
Reagensi, izuzev za transfuziju | 404-1-110/24-44 | 181 | Laboratorijski testovi i reagensi za aparat EUROIMMUN Analyzer i 2P | 10 | Anti-EBV-CA ELISA (IgG) | RGN213982 | pakovanje | 96 analiza | Euroimmun AG | Epstein Barr virus kapsid antigen (EBV-CA) IgG, ELISA | 19800 | 20% | Promedia d.o.o. | 105-21/24 | 08.10.2024 | 08.10.2025
Reagensi, izuzev za transfuziju | 404-1-110/24-44 | 181 | Laboratorijski testovi i reagensi za aparat EUROIMMUN Analyzer i 2P | 11 | 1100 μl Conductive Disposable Tips for EUROIMMUN Analyzer I/I-2P | RGN213983 | pakovanje | (10x96) | Euroimmun AG | Nastavci za Euroimmun analyzer, 1100uL | 11220 | 20% | Promedia d.o.o. | 105-21/24 | 08.10.2024 | 08.10.2025
Reagensi, izuzev za transfuziju | 404-1-110/24-44 | 181 | Laboratorijski testovi i reagensi za aparat EUROIMMUN Analyzer i 2P | 12 | 300 μl Conductive Disposable Tips for EUROIMMUN Analyzer I/I-2P | RGN213984 | pakovanje | (10x96) | Euroimmun AG | Nastavci za Euroimmun analyzer, 300uL | 10010 | 20% | Promedia d.o.o. | 105-21/24 | 08.10.2024 | 08.10.2025
Reagensi, izuzev za transfuziju | 404-1-110/24-44 | 181 | Laboratorijski testovi i reagensi za aparat EUROIMMUN Analyzer i 2P | 13 | ADJUSTMENT SOLUTION EUROIMMUN | RGN213985 | komad | 50ml | Euroimmun AG | Adjustment solution 50ml, Euroimmun analyzer | 1089 | 20% | Promedia d.o.o. | 105-21/24 | 08.10.2024 | 08.10.2025
Reagensi, izuzev za transfuziju | 404-1-110/24-44 | 181 | Laboratorijski testovi i reagensi za aparat EUROIMMUN Analyzer i 2P | 14 | SETUP CLEAN, EUROIMMUN | RGN242144 | komad | 500 ml | Euroimmun AG | Setup clean 500ml, Euroimmun analyzer | 8944.1 | 20% | Promedia d.o.o. | 105-21/24 | 08.10.2024 | 08.10.2025
Reagensi, izuzev za transfuziju | 404-1-110/24-44 | 181 | Laboratorijski testovi i reagensi za aparat EUROIMMUN Analyzer i 2P | 15 | Borrelia (ceo antigen) IgM (sa IgG/RF absorbensom) u CSF, ELISA | RGN213987 | pakovanje | 96/1 | Euroimmun AG | Borrelia (ceo antigen) IgM (sa IgG/RF absorbensom) u CSF, ELISA | 28050 | 20% | Promedia d.o.o. | 105-21/24 | 08.10.2024 | 08.10.2025
Reagensi, izuzev za transfuziju | 404-1-110/24-44 | 181 | Laboratorijski testovi i reagensi za aparat EUROIMMUN Analyzer i 2P | 16 | Borrelia plus VlsE antigen u CSF IgG, ELISA | RGN213988 | pakovanje | 96/1 | Euroimmun AG | Borrelia plus VlsE antigen u CSF IgG, ELISA | 28050 | 20% | Promedia d.o.o. | 105-21/24 | 08.10.2024 | 08.10.2025
Reagensi, izuzev za transfuziju | 404-1-110/24-44 | 181 | Laboratorijski testovi i reagensi za aparat EUROIMMUN Analyzer i 2P | 17 | Nunc deepwell plate (sample dilution) | RGN213989 | pakovanje | 5/1 | Euroimmun AG | Deepwell Plate 2 ml (sample dilution) (for EUROIMMUN devices) | 3245 | 20% | Promedia d.o.o. | 105-21/24 | 08.10.2024 | 08.10.2025
Reagensi, izuzev za transfuziju | 404-1-110/24-44 | 181 | Laboratorijski testovi i reagensi za aparat EUROIMMUN Analyzer i 2P | 18 | Toxocara IgG | RGN242145 | pakovanje | 96/1 | NovaTec | Toxocara canis IgG, ELISA | 44500 | 20% | Promedia d.o.o. | 105-21/24 | 08.10.2024 | 08.10.2025
Reagensi, izuzev za transfuziju | 404-1-110/24-44 | 181 | Laboratorijski testovi i reagensi za aparat EUROIMMUN Analyzer i 2P | 19 | Trypanosoma cruzi IgG | RGN242146 | pakovanje | 96/1 | Euroimmun AG | Anti-Trypanosoma cruzi (IgG) ELISA | 44500 | 20% | Promedia d.o.o. | 105-21/24 | 08.10.2024 | 08.10.2025
Reagensi, izuzev za transfuziju | 404-1-110/24-44 | 181 | Laboratorijski testovi i reagensi za aparat EUROIMMUN Analyzer i 2P | 20 | Hepatits E ( HEV ) virus IgG | RGN242147 | pakovanje | 96/1 | Euroimmun AG | Hepatitis E virus (HEV) IgG | 13500 | 20% | Promedia d.o.o. | 105-21/24 | 08.10.2024 | 08.10.2025
Reagensi, izuzev za transfuziju | 404-1-110/24-44 | 181 | Laboratorijski testovi i reagensi za aparat EUROIMMUN Analyzer i 2P | 21 | Hepatits E ( HEV ) virus IgM | RGN242148 | pakovanje | 96/1 | Euroimmun AG | Hepatitis E virus (HEV) IgM | 13500 | 20% | Promedia d.o.o. | 105-21/24 | 08.10.2024 | 08.10.2025
Reagensi, izuzev za transfuziju | 404-1-110/24-44 | 181 | Laboratorijski testovi i reagensi za aparat EUROIMMUN Analyzer i 2P | 22 | Respiratory syndytial virus IgA | RGN242149 | pakovanje | 96/1 | Euroimmun AG | Respiratorni sincicijalni virus (RSV) IgA, ELISA | 21450 | 20% | Promedia d.o.o. | 105-21/24 | 08.10.2024 | 08.10.2025
Reagensi, izuzev za transfuziju | 404-1-110/24-44 | 181 | Laboratorijski testovi i reagensi za aparat EUROIMMUN Analyzer i 2P | 23 | Respiratory syndytial virus IgG | RGN242150 | pakovanje | 96/1 | Euroimmun AG | Respiratorni sincicijalni virus (RSV) IgG, ELISA | 21450 | 20% | Promedia d.o.o. | 105-21/24 | 08.10.2024 | 08.10.2025
Reagensi, izuzev za transfuziju | 404-1-110/24-44 | 181 | Laboratorijski testovi i reagensi za aparat EUROIMMUN Analyzer i 2P | 24 | Adenovirus IgA | RGN242151 | pakovanje | 96/1 | Euroimmun AG | Adenovirus IgA, ELISA | 21450 | 20% | Promedia d.o.o. | 105-21/24 | 08.10.2024 | 08.10.2025
Reagensi, izuzev za transfuziju | 404-1-110/24-44 | 181 | Laboratorijski testovi i reagensi za aparat EUROIMMUN Analyzer i 2P | 25 | Adenovirus IgG | RGN242152 | pakovanje | 96/1 | Euroimmun AG | Adenovirus IgG, ELISA | 21450 | 20% | Promedia d.o.o. | 105-21/24 | 08.10.2024 | 08.10.2025
Reagensi, izuzev za transfuziju | 404-1-110/24-44 | 181 | Laboratorijski testovi i reagensi za aparat EUROIMMUN Analyzer i 2P | 26 | Adenovirus IgM | RGN242153 | pakovanje | 96/1 | Euroimmun AG | Adenovirus IgM (sa IgG/RF absorbensom), ELISA | 22850 | 20% | Promedia d.o.o. | 105-21/24 | 08.10.2024 | 08.10.2025
Reagensi, izuzev za transfuziju | 404-1-110/24-44 | 181 | Laboratorijski testovi i reagensi za aparat EUROIMMUN Analyzer i 2P | 27 | Bordetella pertussis toxin IgA | RGN242154 | pakovanje | 96/1 | Euroimmun AG | Bordetella pertussis toxin IgA | 26350 | 20% | Promedia d.o.o. | 105-21/24 | 08.10.2024 | 08.10.2025
Reagensi, izuzev za transfuziju | 404-1-110/24-44 | 181 | Laboratorijski testovi i reagensi za aparat EUROIMMUN Analyzer i 2P | 28 | Bordetella pertussis toxin IgG | RGN242155 | pakovanje | 96/1 | Euroimmun AG | Bordetella pertussis toxin IgG | 26350 | 20% | Promedia d.o.o. | 105-21/24 | 08.10.2024 | 08.10.2025
Reagensi, izuzev za transfuziju | 404-1-110/24-44 | 181 | Laboratorijski testovi i reagensi za aparat EUROIMMUN Analyzer i 2P | 29 | Bordetella pertusis IgM | RGN242156 | pakovanje | 96/1 | Euroimmun AG | Bordetella pertussis inc. IgG/RF IgM | 27400 | 20% | Promedia d.o.o. | 105-21/24 | 08.10.2024 | 08.10.2025
Reagensi, izuzev za transfuziju | 404-1-110/24-44 | 181 | Laboratorijski testovi i reagensi za aparat EUROIMMUN Analyzer i 2P | 30 | Helicobacter pylori IgA | RGN242157 | pakovanje | 96/1 | Euroimmun AG | Helicobacter pylori IgA, ELISA | 21450 | 20% | Promedia d.o.o. | 105-21/24 | 08.10.2024 | 08.10.2025
Reagensi, izuzev za transfuziju | 404-1-110/24-44 | 181 | Laboratorijski testovi i reagensi za aparat EUROIMMUN Analyzer i 2P | 31 | Helicobacter pylori IgG | RGN242158 | pakovanje | 96/1 | Euroimmun AG | Helicobacter pylori IgG, ELISA | 21450 | 20% | Promedia d.o.o. | 105-21/24 | 08.10.2024 | 08.10.2025
Reagensi, izuzev za transfuziju | 404-1-110/24-44 | 181 | Laboratorijski testovi i reagensi za aparat EUROIMMUN Analyzer i 2P | 32 | Campylobacter jejuni IgA | RGN242159 | pakovanje | 96/1 | Euroimmun AG | Campylobacter jejuni IgA, ELISA | 21450 | 20% | Promedia d.o.o. | 105-21/24 | 08.10.2024 | 08.10.2025
Reagensi, izuzev za transfuziju | 404-1-110/24-44 | 181 | Laboratorijski testovi i reagensi za aparat EUROIMMUN Analyzer i 2P | 33 | Campylobacter jejuni IgG | RGN242160 | pakovanje | 96/1 | Euroimmun AG | Campylobacter jejuni IgG, ELISA | 21450 | 20% | Promedia d.o.o. | 105-21/24 | 08.10.2024 | 08.10.2025
Reagensi, izuzev za transfuziju | 404-1-110/24-44 | 181 | Laboratorijski testovi i reagensi za aparat EUROIMMUN Analyzer i 2P | 34 | Treponema pallidum IgG | RGN242161 | pakovanje | 96/1 | Euroimmun AG | Treponema pallidum IgG, ELISA | 21450 | 20% | Promedia d.o.o. | 105-21/24 | 08.10.2024 | 08.10.2025
Reagensi, izuzev za transfuziju | 404-1-110/24-44 | 181 | Laboratorijski testovi i reagensi za aparat EUROIMMUN Analyzer i 2P | 35 | Treponema pallidum IgM | RGN242162 | pakovanje | 96/1 | Euroimmun AG | Treponema pallidum IgM (sa IgG/RF absorbensom), ELISA | 22850 | 20% | Promedia d.o.o. | 105-21/24 | 08.10.2024 | 08.10.2025
Reagensi, izuzev za transfuziju | 404-1-110/24-44 | 181 | Laboratorijski testovi i reagensi za aparat EUROIMMUN Analyzer i 2P | 36 | Treponema pallidum Screen | RGN233052 | pakovanje | 96/1 | Euroimmun AG | Treponema pallidum IgGM, Screen ELISA | 23300 | 20% | Promedia d.o.o. | 105-21/24 | 08.10.2024 | 08.10.2025
Reagensi, izuzev za transfuziju | 404-1-110/24-44 | 181 | Laboratorijski testovi i reagensi za aparat EUROIMMUN Analyzer i 2P | 37 | Legionella pneumophila IgG | RGN242163 | pakovanje | 96/1 | Euroimmun AG | Legionella pneumophila IgG, ELISA | 21450 | 20% | Promedia d.o.o. | 105-21/24 | 08.10.2024 | 08.10.2025
Reagensi, izuzev za transfuziju | 404-1-110/24-44 | 181 | Laboratorijski testovi i reagensi za aparat EUROIMMUN Analyzer i 2P | 38 | Legionella pneumophila IgM | RGN242164 | pakovanje | 96/1 | Euroimmun AG | Legionella pneumophila IgM (sa IgG/RF absorbensom), ELISA | 22850 | 20% | Promedia d.o.o. | 105-21/24 | 08.10.2024 | 08.10.2025
Reagensi, izuzev za transfuziju | 404-1-110/24-44 | 181 | Laboratorijski testovi i reagensi za aparat EUROIMMUN Analyzer i 2P | 39 | Coxiella burnetii phase 1 IgG | RGN242165 | pakovanje | 96/1 | Euroimmun AG | Anti-Coxiella burnetii Phase 1 ELISA (IgG) | 30260 | 20% | Promedia d.o.o. | 105-21/24 | 08.10.2024 | 08.10.2025
Reagensi, izuzev za transfuziju | 404-1-110/24-44 | 181 | Laboratorijski testovi i reagensi za aparat EUROIMMUN Analyzer i 2P | 40 | Coxiella burnetii phase 2 IgG | RGN242166 | pakovanje | 96/1 | Euroimmun AG | Anti-Coxiella burnetii Phase 2 ELISA (IgG) | 30260 | 20% | Promedia d.o.o. | 105-21/24 | 08.10.2024 | 08.10.2025
Reagensi, izuzev za transfuziju | 404-1-110/24-44 | 181 | Laboratorijski testovi i reagensi za aparat EUROIMMUN Analyzer i 2P | 41 | Coxiella burnetii phase 2 IgM | RGN242167 | pakovanje | 96/1 | Euroimmun AG | Anti-Coxiella burnetii Phase 2 ELISA (IgM) | 31500 | 20% | Promedia d.o.o. | 105-21/24 | 08.10.2024 | 08.10.2025
Reagensi, izuzev za transfuziju | 404-1-110/24-44 | 181 | Laboratorijski testovi i reagensi za aparat EUROIMMUN Analyzer i 2P | 42 | Brucella abortus IgG | RGN233053 | pakovanje | 96/1 | Euroimmun AG | Brucella IgG ELISA | 21450 | 20% | Promedia d.o.o. | 105-21/24 | 08.10.2024 | 08.10.2025
Reagensi, izuzev za transfuziju | 404-1-110/24-44 | 181 | Laboratorijski testovi i reagensi za aparat EUROIMMUN Analyzer i 2P | 43 | Brucella abortus IgM | RGN233054 | pakovanje | 96/1 | Euroimmun AG | Brucella IgM ELISA | 22850 | 20% | Promedia d.o.o. | 105-21/24 | 08.10.2024 | 08.10.2025
Reagensi, izuzev za transfuziju | 404-1-110/24-44 | 181 | Laboratorijski testovi i reagensi za aparat EUROIMMUN Analyzer i 2P | 44 | Chlamydia trachomatis IgG | RGN242168 | pakovanje | 96/1 | Euroimmun AG | Chlamydia trachomatis IgG, ELISA | 21450 | 20% | Promedia d.o.o. | 105-21/24 | 08.10.2024 | 08.10.2025
Reagensi, izuzev za transfuziju | 404-1-110/24-44 | 181 | Laboratorijski testovi i reagensi za aparat EUROIMMUN Analyzer i 2P | 45 | Chlamydia trachomatis IgM | RGN242169 | pakovanje | 96/1 | Euroimmun AG | Chlamydia trachomatis IgM (sa IgG/RF absorbensom), ELISA | 22850 | 20% | Promedia d.o.o. | 105-21/24 | 08.10.2024 | 08.10.2025
Reagensi, izuzev za transfuziju | 404-1-110/24-44 | 181 | Laboratorijski testovi i reagensi za aparat EUROIMMUN Analyzer i 2P | 46 | Chlamydia trachomatis IgA | RGN242170 | pakovanje | 96/1 | Euroimmun AG | Chlamydia trachomatis IgA, ELISA | 21450 | 20% | Promedia d.o.o. | 105-21/24 | 08.10.2024 | 08.10.2025
Reagensi, izuzev za transfuziju | 404-1-110/24-44 | 181 | Laboratorijski testovi i reagensi za aparat EUROIMMUN Analyzer i 2P | 47 | Chlamydia pneumoniae IgA | RGN242171 | pakovanje | 96/1 | Euroimmun AG | Chlamydia pneumoniae IgA, ELISA | 21450 | 20% | Promedia d.o.o. | 105-21/24 | 08.10.2024 | 08.10.2025
Reagensi, izuzev za transfuziju | 404-1-110/24-44 | 181 | Laboratorijski testovi i reagensi za aparat EUROIMMUN Analyzer i 2P | 48 | Chlamydia pneumoniae IgG | RGN242172 | pakovanje | 96/1 | Euroimmun AG | Chlamydia pneumoniae IgG, ELISA | 21450 | 20% | Promedia d.o.o. | 105-21/24 | 08.10.2024 | 08.10.2025
Reagensi, izuzev za transfuziju | 404-1-110/24-44 | 181 | Laboratorijski testovi i reagensi za aparat EUROIMMUN Analyzer i 2P | 49 | Chlamydia pneumoniae IgM | RGN242173 | pakovanje | 96/1 | Euroimmun AG | Chlamydia pneumoniae IgM (sa IgG/RF absorbensom), ELISA | 22850 | 20% | Promedia d.o.o. | 105-21/24 | 08.10.2024 | 08.10.2025
Reagensi, izuzev za transfuziju | 404-1-110/24-44 | 181 | Laboratorijski testovi i reagensi za aparat EUROIMMUN Analyzer i 2P | 50 | Mycoplasma pneumoniae IgA | RGN242174 | pakovanje | 96/1 | Euroimmun AG | Mycoplasma pneumoniae IgA | 21450 | 20% | Promedia d.o.o. | 105-21/24 | 08.10.2024 | 08.10.2025
Reagensi, izuzev za transfuziju | 404-1-110/24-44 | 181 | Laboratorijski testovi i reagensi za aparat EUROIMMUN Analyzer i 2P | 51 | Mycoplasma pneumoniae IgG | RGN242175 | pakovanje | 96/1 | Euroimmun AG | Mycoplasma pneumoniae IgG | 21450 | 20% | Promedia d.o.o. | 105-21/24 | 08.10.2024 | 08.10.2025
Reagensi, izuzev za transfuziju | 404-1-110/24-44 | 181 | Laboratorijski testovi i reagensi za aparat EUROIMMUN Analyzer i 2P | 52 | Mycoplasma pneumoniae IgM | RGN242176 | pakovanje | 96/1 | Euroimmun AG | Mycoplasma pneumoniae IgM (sa IgG/RF absorbensom) | 22850 | 20% | Promedia d.o.o. | 105-21/24 | 08.10.2024 | 08.10.2025
Reagensi, izuzev za transfuziju | 404-1-110/24-44 | 181 | Laboratorijski testovi i reagensi za aparat EUROIMMUN Analyzer i 2P | 53 | Schistosoma IgG | RGN242177 | pakovanje | 96/1 | Euroimmun AG | Schistosoma IgG, Elisa | 39500 | 20% | Promedia d.o.o. | 105-21/24 | 08.10.2024 | 08.10.2025
Reagensi, izuzev za transfuziju | 404-1-110/24-44 | 181 | Laboratorijski testovi i reagensi za aparat EUROIMMUN Analyzer i 2P | 54 | Schistosoma IgM | RGN242178 | pakovanje | 96/1 | Euroimmun AG | Schistosoma IgM, Elisa | 40200 | 20% | Promedia d.o.o. | 105-21/24 | 08.10.2024 | 08.10.2025
Reagensi, izuzev za transfuziju | 404-1-110/24-44 | 181 | Laboratorijski testovi i reagensi za aparat EUROIMMUN Analyzer i 2P | 55 | Parvovirus IgG | RGN242179 | pakovanje | 96/1 | Euroimmun AG | Parvovirus B19 IgG, ELISA | 21450 | 20% | Promedia d.o.o. | 105-21/24 | 08.10.2024 | 08.10.2025
Reagensi, izuzev za transfuziju | 404-1-110/24-44 | 181 | Laboratorijski testovi i reagensi za aparat EUROIMMUN Analyzer i 2P | 56 | Parvovirus IgM | RGN242180 | pakovanje | 96/1 | Euroimmun AG | Parvovirus B19 IgM (sa IgG/RF absorbensom), ELISA | 22850 | 20% | Promedia d.o.o. | 105-21/24 | 08.10.2024 | 08.10.2025
Reagensi, izuzev za transfuziju | 404-1-110/24-44 | 181 | Laboratorijski testovi i reagensi za aparat EUROIMMUN Analyzer i 2P | 57 | Rubella IgG | RGN242181 | pakovanje | 96/1 | Euroimmun AG | Rubella virus IgG, ELISA | 21450 | 20% | Promedia d.o.o. | 105-21/24 | 08.10.2024 | 08.10.2025
Reagensi, izuzev za transfuziju | 404-1-110/24-44 | 181 | Laboratorijski testovi i reagensi za aparat EUROIMMUN Analyzer i 2P | 58 | Rubella IgM | RGN242182 | pakovanje | 96/1 | Euroimmun AG | Rubella virus glycoprotein IgM, ELISA | 22850 | 20% | Promedia d.o.o. | 105-21/24 | 08.10.2024 | 08.10.2025
Reagensi, izuzev za transfuziju | 404-1-110/24-44 | 181 | Laboratorijski testovi i reagensi za aparat EUROIMMUN Analyzer i 2P | 59 | Rubella IgG avidity | RGN242183 | pakovanje | 96/1 | Euroimmun AG | Rubella virus IgG za ispitivanje aviditeta, ELISA | 23500 | 20% | Promedia d.o.o. | 105-21/24 | 08.10.2024 | 08.10.2025
Reagensi, izuzev za transfuziju | 404-1-110/24-44 | 181 | Laboratorijski testovi i reagensi za aparat EUROIMMUN Analyzer i 2P | 60 | Measles IgG | RGN242184 | pakovanje | 96/1 | Euroimmun AG | Morbilli virus IgG, ELISA | 21450 | 20% | Promedia d.o.o. | 105-21/24 | 08.10.2024 | 08.10.2025
Reagensi, izuzev za transfuziju | 404-1-110/24-44 | 181 | Laboratorijski testovi i reagensi za aparat EUROIMMUN Analyzer i 2P | 61 | Measles IgM | RGN242185 | pakovanje | 96/1 | Euroimmun AG | Morbilli virus IgM (sa IgG/RF absorbensom), ELISA | 22850 | 20% | Promedia d.o.o. | 105-21/24 | 08.10.2024 | 08.10.2025
Reagensi, izuzev za transfuziju | 404-1-110/24-44 | 181 | Laboratorijski testovi i reagensi za aparat EUROIMMUN Analyzer i 2P | 62 | Measles IgG avidity | RGN242186 | pakovanje | 96/1 | Euroimmun AG | Morbilli virus IgG za ispitivanje aviditeta, ELISA | 23500 | 20% | Promedia d.o.o. | 105-21/24 | 08.10.2024 | 08.10.2025
Reagensi, izuzev za transfuziju | 404-1-110/24-44 | 181 | Laboratorijski testovi i reagensi za aparat EUROIMMUN Analyzer i 2P | 63 | Mumps IgG | RGN242187 | pakovanje | 96/1 | Euroimmun AG | Mumps virus IgG, ELISA | 21450 | 20% | Promedia d.o.o. | 105-21/24 | 08.10.2024 | 08.10.2025
Reagensi, izuzev za transfuziju | 404-1-110/24-44 | 181 | Laboratorijski testovi i reagensi za aparat EUROIMMUN Analyzer i 2P | 64 | Mumps IgM | RGN242188 | pakovanje | 96/1 | Euroimmun AG | Mumps virus IgM (sa IgG/RF absorbensom), ELISA | 22850 | 20% | Promedia d.o.o. | 105-21/24 | 08.10.2024 | 08.10.2025
Reagensi, izuzev za transfuziju | 404-1-110/24-44 | 181 | Laboratorijski testovi i reagensi za aparat EUROIMMUN Analyzer i 2P | 65 | Varicella zoster virus IgG | RGN242189 | pakovanje | 96/1 | Euroimmun AG | Varicella zoster virus (VZV) IgG, ELISA | 21450 | 20% | Promedia d.o.o. | 105-21/24 | 08.10.2024 | 08.10.2025
Reagensi, izuzev za transfuziju | 404-1-110/24-44 | 181 | Laboratorijski testovi i reagensi za aparat EUROIMMUN Analyzer i 2P | 66 | Varicella zoster virus IgM | RGN242190 | pakovanje | 96/1 | Euroimmun AG | Varicella zoster virus (VZV) IgM (sa IgG/RF absorbensom), ELISA | 22850 | 20% | Promedia d.o.o. | 105-21/24 | 08.10.2024 | 08.10.2025
Reagensi, izuzev za transfuziju | 404-1-110/24-44 | 181 | Laboratorijski testovi i reagensi za aparat EUROIMMUN Analyzer i 2P | 67 | Varicella zoster virus IgG avidity | RGN242191 | pakovanje | 96/1 | Euroimmun AG | Varicella zoster virus avidity, IgG ELISA | 23500 | 20% | Promedia d.o.o. | 105-21/24 | 08.10.2024 | 08.10.2025
Reagensi, izuzev za transfuziju | 404-1-110/24-44 | 181 | Laboratorijski testovi i reagensi za aparat EUROIMMUN Analyzer i 2P | 68 | TBE IgG | RGN242192 | pakovanje | 96/1 | Euroimmun AG | Anti-TBE Virus ELISA 2.0 (IgG) | 32100 | 20% | Promedia d.o.o. | 105-21/24 | 08.10.2024 | 08.10.2025
Reagensi, izuzev za transfuziju | 404-1-110/24-44 | 181 | Laboratorijski testovi i reagensi za aparat EUROIMMUN Analyzer i 2P | 69 | TBE IgM | RGN242193 | pakovanje | 96/1 | Euroimmun AG | TBE virus IgM, ELISA | 33500 | 20% | Promedia d.o.o. | 105-21/24 | 08.10.2024 | 08.10.2025
Reagensi, izuzev za transfuziju | 404-1-110/24-44 | 181 | Laboratorijski testovi i reagensi za aparat EUROIMMUN Analyzer i 2P | 70 | TBE IgG avidity | RGN242194 | pakovanje | 96/1 | Euroimmun AG | TBE virus avidity test IgG | 34200 | 20% | Promedia d.o.o. | 105-21/24 | 08.10.2024 | 08.10.2025
Reagensi, izuzev za transfuziju | 404-1-110/24-44 | 181 | Laboratorijski testovi i reagensi za aparat EUROIMMUN Analyzer i 2P | 71 | West Nile virus IgG | RGN242195 | pakovanje | 96/1 | Euroimmun AG | West Nile virus (Virus Zapadnog Nila) IgG, ELISA | 38500 | 20% | Promedia d.o.o. | 105-21/24 | 08.10.2024 | 08.10.2025
Reagensi, izuzev za transfuziju | 404-1-110/24-44 | 181 | Laboratorijski testovi i reagensi za aparat EUROIMMUN Analyzer i 2P | 72 | West Nile virus IgM | RGN242196 | pakovanje | 96/1 | Euroimmun AG | West Nile virus (Virus Zapadnog Nila) IgM, ELISA | 39500 | 20% | Promedia d.o.o. | 105-21/24 | 08.10.2024 | 08.10.2025
Reagensi, izuzev za transfuziju | 404-1-110/24-44 | 181 | Laboratorijski testovi i reagensi za aparat EUROIMMUN Analyzer i 2P | 73 | West Nile virus IgG avidity | RGN242197 | pakovanje | 96/1 | Euroimmun AG | West Nile virus aviditet IgG ELISA | 40200 | 20% | Promedia d.o.o. | 105-21/24 | 08.10.2024 | 08.10.2025
Reagensi, izuzev za transfuziju | 404-1-110/24-44 | 181 | Laboratorijski testovi i reagensi za aparat EUROIMMUN Analyzer i 2P | 74 | Dengue virus IgG | RGN242198 | pakovanje | 96/1 | Euroimmun AG | Dengue virus IgG, ELISA | 42010 | 20% | Promedia d.o.o. | 105-21/24 | 08.10.2024 | 08.10.2025
Reagensi, izuzev za transfuziju | 404-1-110/24-44 | 181 | Laboratorijski testovi i reagensi za aparat EUROIMMUN Analyzer i 2P | 75 | Dengue virus IgM | RGN242199 | pakovanje | 96/1 | Euroimmun AG | Dengue virus IgM (sa IgG/RF absorbensom) , ELISA | 42400 | 20% | Promedia d.o.o. | 105-21/24 | 08.10.2024 | 08.10.2025
Reagensi, izuzev za transfuziju | 404-1-110/24-44 | 181 | Laboratorijski testovi i reagensi za aparat EUROIMMUN Analyzer i 2P | 76 | Influenza virus type A IgA | RGN242200 | pakovanje | 96/1 | Euroimmun AG | Influenza virus type A IgA, ELISA | 21450 | 20% | Promedia d.o.o. | 105-21/24 | 08.10.2024 | 08.10.2025
Reagensi, izuzev za transfuziju | 404-1-110/24-44 | 181 | Laboratorijski testovi i reagensi za aparat EUROIMMUN Analyzer i 2P | 77 | Influenza virus type A IgG | RGN242201 | pakovanje | 96/1 | Euroimmun AG | Influenza virus tip A IgG, ELISA | 21450 | 20% | Promedia d.o.o. | 105-21/24 | 08.10.2024 | 08.10.2025
Reagensi, izuzev za transfuziju | 404-1-110/24-44 | 181 | Laboratorijski testovi i reagensi za aparat EUROIMMUN Analyzer i 2P | 78 | Influenza virus type B IgA | RGN242202 | pakovanje | 96/1 | Euroimmun AG | Influenza virus tip B IgA, ELISA | 21450 | 20% | Promedia d.o.o. | 105-21/24 | 08.10.2024 | 08.10.2025
Reagensi, izuzev za transfuziju | 404-1-110/24-44 | 181 | Laboratorijski testovi i reagensi za aparat EUROIMMUN Analyzer i 2P | 79 | Influenza virus type B IgG | RGN242203 | pakovanje | 96/1 | Euroimmun AG | Influenza virus tip B IgG, ELISA | 21450 | 20% | Promedia d.o.o. | 105-21/24 | 08.10.2024 | 08.10.2025
Reagensi, izuzev za transfuziju | 404-1-110/24-44 | 181 | Laboratorijski testovi i reagensi za aparat EUROIMMUN Analyzer i 2P | 80 | Parainfluenza virus IgA | RGN242204 | pakovanje | 96/1 | Euroimmun AG | Parainfluenza virus types 1-4 (Pool) IgA, ELISA | 21450 | 20% | Promedia d.o.o. | 105-21/24 | 08.10.2024 | 08.10.2025
Reagensi, izuzev za transfuziju | 404-1-110/24-44 | 181 | Laboratorijski testovi i reagensi za aparat EUROIMMUN Analyzer i 2P | 81 | Parainfluenza virus IgG | RGN242205 | pakovanje | 96/1 | Euroimmun AG | Parainfluenza virus types 1-4 (Pool) IgG, ELISA | 21450 | 20% | Promedia d.o.o. | 105-21/24 | 08.10.2024 | 08.10.2025
Reagensi, izuzev za transfuziju | 404-1-110/24-44 | 181 | Laboratorijski testovi i reagensi za aparat EUROIMMUN Analyzer i 2P | 82 | Enterovirus IgA | RGN242206 | pakovanje | 96/1 | Euroimmun AG | Anti-Enterovirus ELISA (IgA) | 21450 | 20% | Promedia d.o.o. | 105-21/24 | 08.10.2024 | 08.10.2025
Reagensi, izuzev za transfuziju | 404-1-110/24-44 | 181 | Laboratorijski testovi i reagensi za aparat EUROIMMUN Analyzer i 2P | 83 | Enterovirus IgG | RGN242207 | pakovanje | 96/1 | Euroimmun AG | Anti-Enterovirus ELISA (IgG) | 21450 | 20% | Promedia d.o.o. | 105-21/24 | 08.10.2024 | 08.10.2025
Reagensi, izuzev za transfuziju | 404-1-110/24-44 | 181 | Laboratorijski testovi i reagensi za aparat EUROIMMUN Analyzer i 2P | 84 | Enterovirus IgM | RGN242208 | pakovanje | 96/1 | Euroimmun AG | Anti-Enterovirus ELISA (IgM) | 22850 | 20% | Promedia d.o.o. | 105-21/24 | 08.10.2024 | 08.10.2025
Reagensi, izuzev za transfuziju | 404-1-110/24-44 | 181 | Laboratorijski testovi i reagensi za aparat EUROIMMUN Analyzer i 2P | 85 | Hantavirus pool IgG | RGN242209 | pakovanje | 96/1 | Euroimmun AG | Hanta virus IgG, ELISA | 32550 | 20% | Promedia d.o.o. | 105-21/24 | 08.10.2024 | 08.10.2025
Reagensi, izuzev za transfuziju | 404-1-110/24-44 | 181 | Laboratorijski testovi i reagensi za aparat EUROIMMUN Analyzer i 2P | 86 | Hantavirus pool IgM | RGN242210 | pakovanje | 96/1 | Euroimmun AG | Hanta virus IgM, ELISA | 33400 | 20% | Promedia d.o.o. | 105-21/24 | 08.10.2024 | 08.10.2025
Reagensi, izuzev za transfuziju | 404-1-110/24-44 | 181 | Laboratorijski testovi i reagensi za aparat EUROIMMUN Analyzer i 2P | 87 | Epstein-Barr virus nuclear antigen IgG | RGN242211 | pakovanje | 96/1 | Euroimmun AG | Epstein Barr virus nuklearni antigen (EBNA-1) IgG, ELISA | 21450 | 20% | Promedia d.o.o. | 105-21/24 | 08.10.2024 | 08.10.2025
Reagensi, izuzev za transfuziju | 404-1-110/24-44 | 181 | Laboratorijski testovi i reagensi za aparat EUROIMMUN Analyzer i 2P | 88 | Epstein-Barr virus nuclear antigen IgA | RGN242212 | pakovanje | 96/1 | Euroimmun AG | Epstein-Barr virus early antigen diffuse (EBV-EA-D) IgA, Elisa | 21450 | 20% | Promedia d.o.o. | 105-21/24 | 08.10.2024 | 08.10.2025
Reagensi, izuzev za transfuziju | 404-1-110/24-44 | 181 | Laboratorijski testovi i reagensi za aparat EUROIMMUN Analyzer i 2P | 89 | Epstein-Barr avidity IgG | RGN242213 | pakovanje | 96/1 | Euroimmun AG | Epstein Barr virus kapsid antigen (EBV-CA) IgG for avidity determination | 23500 | 20% | Promedia d.o.o. | 105-21/24 | 08.10.2024 | 08.10.2025
Reagensi, izuzev za transfuziju | 404-1-110/24-44 | 181 | Laboratorijski testovi i reagensi za aparat EUROIMMUN Analyzer i 2P | 90 | Toxoplasma avidity IgG | RGN242214 | pakovanje | 96/1 | Euroimmun AG | Toxoplasma gondii IgG za ispitivanje aviditeta, ELISA | 23500 | 20% | Promedia d.o.o. | 105-21/24 | 08.10.2024 | 08.10.2025
Reagensi, izuzev za transfuziju | 404-1-110/24-44 | 181 | Laboratorijski testovi i reagensi za aparat EUROIMMUN Analyzer i 2P | 91 | Cytomegalo virus avidity IgG | RGN242215 | pakovanje | 96/1 | Euroimmun AG | Cytomegalovirus IgG za ispitivanje aviditeta, ELISA | 23500 | 20% | Promedia d.o.o. | 105-21/24 | 08.10.2024 | 08.10.2025
Reagensi, izuzev za transfuziju | 404-1-110/24-44 | 181 | Laboratorijski testovi i reagensi za aparat EUROIMMUN Analyzer i 2P | 92 | TPO IgG | RGN242216 | pakovanje | 96/1 | Euroimmun AG | TPO (tiroidna peroksidaza) IgG, ELISA | 16400 | 20% | Promedia d.o.o. | 105-21/24 | 08.10.2024 | 08.10.2025
Reagensi, izuzev za transfuziju | 404-1-110/24-44 | 181 | Laboratorijski testovi i reagensi za aparat EUROIMMUN Analyzer i 2P | 93 | TG IgG | RGN242217 | pakovanje | 96/1 | Euroimmun AG | TG (tiroglobulin) IgG, ELISA | 16400 | 20% | Promedia d.o.o. | 105-21/24 | 08.10.2024 | 08.10.2025
Reagensi, izuzev za transfuziju | 404-1-110/24-44 | 181 | Laboratorijski testovi i reagensi za aparat EUROIMMUN Analyzer i 2P | 94 | TSH receptor IgG | RGN242218 | pakovanje | 96/1 | Euroimmun AG | TSH receptor IgG, FAST ELISA | 43450 | 20% | Promedia d.o.o. | 105-21/24 | 08.10.2024 | 08.10.2025
Reagensi, izuzev za transfuziju | 404-1-110/24-44 | 181 | Laboratorijski testovi i reagensi za aparat EUROIMMUN Analyzer i 2P | 95 | GAD IgG | RGN242219 | pakovanje | 96/1 | Euroimmun AG | GAD IgG, ELISA | 51200 | 20% | Promedia d.o.o. | 105-21/24 | 08.10.2024 | 08.10.2025
Reagensi, izuzev za transfuziju | 404-1-110/24-44 | 181 | Laboratorijski testovi i reagensi za aparat EUROIMMUN Analyzer i 2P | 96 | IA2 IgG | RGN242220 | pakovanje | 96/1 | Euroimmun AG | IA-2, ELISA | 51200 | 20% | Promedia d.o.o. | 105-21/24 | 08.10.2024 | 08.10.2025
Reagensi, izuzev za transfuziju | 404-1-110/24-44 | 181 | Laboratorijski testovi i reagensi za aparat EUROIMMUN Analyzer i 2P | 97 | c ANCA IgG | RGN242221 | pakovanje | 96/1 | Euroimmun AG | cANCA (proteinaza 3-PR3-hn-hr) IgG, ELISA | 19140 | 20% | Promedia d.o.o. | 105-21/24 | 08.10.2024 | 08.10.2025
Reagensi, izuzev za transfuziju | 404-1-110/24-44 | 181 | Laboratorijski testovi i reagensi za aparat EUROIMMUN Analyzer i 2P | 98 | p ANCA IgG | RGN242222 | pakovanje | 96/1 | Euroimmun AG | pANCA (mijeloperoksidaza-MPO) IgG, ELISA | 19140 | 20% | Promedia d.o.o. | 105-21/24 | 08.10.2024 | 08.10.2025
Reagensi, izuzev za transfuziju | 404-1-110/24-44 | 181 | Laboratorijski testovi i reagensi za aparat EUROIMMUN Analyzer i 2P | 99 | GBM IgG | RGN242223 | pakovanje | 96/1 | Euroimmun AG | GBM (membrana glomerularne baze) IgG, ELISA | 20350 | 20% | Promedia d.o.o. | 105-21/24 | 08.10.2024 | 08.10.2025
Reagensi, izuzev za transfuziju | 404-1-110/24-44 | 181 | Laboratorijski testovi i reagensi za aparat EUROIMMUN Analyzer i 2P | 100 | PLA2 Receptor IgG | RGN242224 | pakovanje | 96/1 | Euroimmun AG | Anti-Phosphoolipase A2 Receptor, PLA2 Rc, ELISA | 75000 | 20% | Promedia d.o.o. | 105-21/24 | 08.10.2024 | 08.10.2025
Reagensi, izuzev za transfuziju | 404-1-110/24-44 | 181 | Laboratorijski testovi i reagensi za aparat EUROIMMUN Analyzer i 2P | 101 | SLA/LP IgG | RGN242225 | pakovanje | 96/1 | Euroimmun AG | SLA/LP (rastvorljivi jetreni antigeni/jetra-pankreas Ag) IgG, ELISA | 20350 | 20% | Promedia d.o.o. | 105-21/24 | 08.10.2024 | 08.10.2025
Reagensi, izuzev za transfuziju | 404-1-110/24-44 | 181 | Laboratorijski testovi i reagensi za aparat EUROIMMUN Analyzer i 2P | 102 | LC-1 IgG | RGN242226 | pakovanje | 96/1 | Euroimmun AG | LC-1 (Cytosolic liver Ag type 1) IgG, ELISA | 20350 | 20% | Promedia d.o.o. | 105-21/24 | 08.10.2024 | 08.10.2025
Reagensi, izuzev za transfuziju | 404-1-110/24-44 | 181 | Laboratorijski testovi i reagensi za aparat EUROIMMUN Analyzer i 2P | 103 | LKM 1 IgG | RGN242227 | pakovanje | 96/1 | Euroimmun AG | LKM-1 (jetra-bubreg mikrozomi) IgG, ELISA | 20350 | 20% | Promedia d.o.o. | 105-21/24 | 08.10.2024 | 08.10.2025
Reagensi, izuzev za transfuziju | 404-1-110/24-44 | 181 | Laboratorijski testovi i reagensi za aparat EUROIMMUN Analyzer i 2P | 104 | PCA IgG | RGN233055 | pakovanje | 96/1 | Euroimmun AG | PCA (parietalne ćelije) IgG, ELISA | 20350 | 20% | Promedia d.o.o. | 105-21/24 | 08.10.2024 | 08.10.2025
Reagensi, izuzev za transfuziju | 404-1-110/24-44 | 181 | Laboratorijski testovi i reagensi za aparat EUROIMMUN Analyzer i 2P | 105 | Instrisic factor IgG | RGN242228 | pakovanje | 96/1 | Euroimmun AG | Unutrasnji faktor (Intrinsic factor) IgG, ELISA | 26950 | 20% | Promedia d.o.o. | 105-21/24 | 08.10.2024 | 08.10.2025
Reagensi, izuzev za transfuziju | 404-1-110/24-44 | 181 | Laboratorijski testovi i reagensi za aparat EUROIMMUN Analyzer i 2P | 106 | Dermatology Profile IgG | RGN242229 | pakovanje | 96/1 | Euroimmun AG | Dermatology Profile IgG Elisa | 49060 | 20% | Promedia d.o.o. | 105-21/24 | 08.10.2024 | 08.10.2025
Reagensi, izuzev za transfuziju | 404-1-110/24-44 | 181 | Laboratorijski testovi i reagensi za aparat EUROIMMUN Analyzer i 2P | 107 | Desmoglein 1 IgG | RGN242230 | pakovanje | 96/1 | Euroimmun AG | Desmoglein 1 IgG, ELISA | 49060 | 20% | Promedia d.o.o. | 105-21/24 | 08.10.2024 | 08.10.2025
Reagensi, izuzev za transfuziju | 404-1-110/24-44 | 181 | Laboratorijski testovi i reagensi za aparat EUROIMMUN Analyzer i 2P | 108 | Desmoglein 3 IgG | RGN242231 | pakovanje | 96/1 | Euroimmun AG | Desmoglein 3 IgG, ELISA | 49060 | 20% | Promedia d.o.o. | 105-21/24 | 08.10.2024 | 08.10.2025
Reagensi, izuzev za transfuziju | 404-1-110/24-44 | 181 | Laboratorijski testovi i reagensi za aparat EUROIMMUN Analyzer i 2P | 109 | BP230 -CF IgG | RGN242232 | pakovanje | 96/1 | Euroimmun AG | BP230-CF IgG | 50200 | 20% | Promedia d.o.o. | 105-21/24 | 08.10.2024 | 08.10.2025
Reagensi, izuzev za transfuziju | 404-1-110/24-44 | 181 | Laboratorijski testovi i reagensi za aparat EUROIMMUN Analyzer i 2P | 110 | BP180 IgG | RGN242233 | pakovanje | 96/1 | Euroimmun AG | BP180-4X IgG | 50200 | 20% | Promedia d.o.o. | 105-21/24 | 08.10.2024 | 08.10.2025
Reagensi, izuzev za transfuziju | 404-1-110/24-44 | 181 | Laboratorijski testovi i reagensi za aparat EUROIMMUN Analyzer i 2P | 111 | CCP IgG | RGN242234 | pakovanje | 96/1 | Euroimmun AG | CCP (ciklični citrulinisani peptid) IgG, ELISA | 29150 | 20% | Promedia d.o.o. | 105-21/24 | 08.10.2024 | 08.10.2025
Reagensi, izuzev za transfuziju | 404-1-110/24-44 | 181 | Laboratorijski testovi i reagensi za aparat EUROIMMUN Analyzer i 2P | 112 | Histoni IgG | RGN242235 | pakovanje | 96/1 | Euroimmun AG | Histoni IgG, ELISA | 20350 | 20% | Promedia d.o.o. | 105-21/24 | 08.10.2024 | 08.10.2025
Reagensi, izuzev za transfuziju | 404-1-110/24-44 | 181 | Laboratorijski testovi i reagensi za aparat EUROIMMUN Analyzer i 2P | 113 | ds DNA IgG | RGN242236 | pakovanje | 96/1 | Euroimmun AG | Anti dsDNA-nukleozomi, IgG | 20350 | 20% | Promedia d.o.o. | 105-21/24 | 08.10.2024 | 08.10.2025
Reagensi, izuzev za transfuziju | 404-1-110/24-44 | 181 | Laboratorijski testovi i reagensi za aparat EUROIMMUN Analyzer i 2P | 114 | Nucleosomes IgG | RGN242237 | pakovanje | 96/1 | Euroimmun AG | Anti-Nukleozomna antitela IgG, ELISA | 20350 | 20% | Promedia d.o.o. | 105-21/24 | 08.10.2024 | 08.10.2025
Reagensi, izuzev za transfuziju | 404-1-110/24-44 | 181 | Laboratorijski testovi i reagensi za aparat EUROIMMUN Analyzer i 2P | 115 | Pm-Scl IgG | RGN242238 | pakovanje | 96/1 | Euroimmun AG | PM-Scl IgG ELISA | 20350 | 20% | Promedia d.o.o. | 105-21/24 | 08.10.2024 | 08.10.2025
Reagensi, izuzev za transfuziju | 404-1-110/24-44 | 181 | Laboratorijski testovi i reagensi za aparat EUROIMMUN Analyzer i 2P | 116 | Anti ENA Profile IgG | RGN242239 | pakovanje | 96/1 | Euroimmun AG | Anti-ENA profil plus 1 IgG, ELISA | 28770 | 20% | Promedia d.o.o. | 105-21/24 | 08.10.2024 | 08.10.2025
Reagensi, izuzev za transfuziju | 404-1-110/24-44 | 181 | Laboratorijski testovi i reagensi za aparat EUROIMMUN Analyzer i 2P | 117 | Anti ENA Pool IgG | RGN242240 | pakovanje | 96/1 | Euroimmun AG | Anti-ENA PoolPlus (nRNP/Sm, Sm, SS-A, SS-B, Scl-70, Jo-1) IgG, ELISA | 35750 | 20% | Promedia d.o.o. | 105-21/24 | 08.10.2024 | 08.10.2025
Reagensi, izuzev za transfuziju | 404-1-110/24-44 | 181 | Laboratorijski testovi i reagensi za aparat EUROIMMUN Analyzer i 2P | 118 | n RNP/Sm IgG | RGN242241 | pakovanje | 96/1 | Euroimmun AG | nRNP/Sm IgG, ELISA | 20350 | 20% | Promedia d.o.o. | 105-21/24 | 08.10.2024 | 08.10.2025
Reagensi, izuzev za transfuziju | 404-1-110/24-44 | 181 | Laboratorijski testovi i reagensi za aparat EUROIMMUN Analyzer i 2P | 119 | ANA Screen IgG | RGN242242 | pakovanje | 96/1 | Euroimmun AG | ANA screen IgG, ELISA | 32890 | 20% | Promedia d.o.o. | 105-21/24 | 08.10.2024 | 08.10.2025
Reagensi, izuzev za transfuziju | 404-1-110/24-44 | 181 | Laboratorijski testovi i reagensi za aparat EUROIMMUN Analyzer i 2P | 120 | Sm IgG | RGN242243 | pakovanje | 96/1 | Euroimmun AG | Sm IgG, ELISA | 20350 | 20% | Promedia d.o.o. | 105-21/24 | 08.10.2024 | 08.10.2025
Reagensi, izuzev za transfuziju | 404-1-110/24-44 | 181 | Laboratorijski testovi i reagensi za aparat EUROIMMUN Analyzer i 2P | 121 | SS-A IgG | RGN242244 | pakovanje | 96/1 | Euroimmun AG | SS-A (Ro) IgG, ELISA | 20350 | 20% | Promedia d.o.o. | 105-21/24 | 08.10.2024 | 08.10.2025
Reagensi, izuzev za transfuziju | 404-1-110/24-44 | 181 | Laboratorijski testovi i reagensi za aparat EUROIMMUN Analyzer i 2P | 122 | SS-B IgG | RGN242245 | pakovanje | 96/1 | Euroimmun AG | SS-B (La) IgG, ELISA | 20350 | 20% | Promedia d.o.o. | 105-21/24 | 08.10.2024 | 08.10.2025
Reagensi, izuzev za transfuziju | 404-1-110/24-44 | 181 | Laboratorijski testovi i reagensi za aparat EUROIMMUN Analyzer i 2P | 123 | Scl-70 IgG | RGN242246 | pakovanje | 96/1 | Euroimmun AG | Scl-70 IgG, ELISA | 20350 | 20% | Promedia d.o.o. | 105-21/24 | 08.10.2024 | 08.10.2025
Reagensi, izuzev za transfuziju | 404-1-110/24-44 | 181 | Laboratorijski testovi i reagensi za aparat EUROIMMUN Analyzer i 2P | 124 | DFS70 IgG | RGN242247 | pakovanje | 96/1 | Euroimmun AG | DFS70 IgG | 41200 | 20% | Promedia d.o.o. | 105-21/24 | 08.10.2024 | 08.10.2025
Reagensi, izuzev za transfuziju | 404-1-110/24-44 | 181 | Laboratorijski testovi i reagensi za aparat EUROIMMUN Analyzer i 2P | 125 | Centromeres IgG | RGN242248 | pakovanje | 96/1 | Euroimmun AG | Centromere IgG, ELISA | 20350 | 20% | Promedia d.o.o. | 105-21/24 | 08.10.2024 | 08.10.2025
Reagensi, izuzev za transfuziju | 404-1-110/24-44 | 181 | Laboratorijski testovi i reagensi za aparat EUROIMMUN Analyzer i 2P | 126 | Cardiolipin IgA | RGN242249 | pakovanje | 96/1 | Euroimmun AG | Cardiolipin (AMA M1) IgA, ELISA | 15400 | 20% | Promedia d.o.o. | 105-21/24 | 08.10.2024 | 08.10.2025
Reagensi, izuzev za transfuziju | 404-1-110/24-44 | 181 | Laboratorijski testovi i reagensi za aparat EUROIMMUN Analyzer i 2P | 127 | Cardiolipin IgG | RGN242250 | pakovanje | 96/1 | Euroimmun AG | Cardiolipin (AMA M1) IgG, ELISA | 15400 | 20% | Promedia d.o.o. | 105-21/24 | 08.10.2024 | 08.10.2025
Reagensi, izuzev za transfuziju | 404-1-110/24-44 | 181 | Laboratorijski testovi i reagensi za aparat EUROIMMUN Analyzer i 2P | 128 | Cardiolipin IgM | RGN242251 | pakovanje | 96/1 | Euroimmun AG | Cardiolipin (AMA M1) IgM, ELISA | 15400 | 20% | Promedia d.o.o. | 105-21/24 | 08.10.2024 | 08.10.2025
Reagensi, izuzev za transfuziju | 404-1-110/24-44 | 181 | Laboratorijski testovi i reagensi za aparat EUROIMMUN Analyzer i 2P | 129 | AMA-M2-3E IgG | RGN242252 | pakovanje | 96/1 | Euroimmun AG | AMA M2-3E IgG, ELISA | 20350 | 20% | Promedia d.o.o. | 105-21/24 | 08.10.2024 | 08.10.2025
Reagensi, izuzev za transfuziju | 404-1-110/24-44 | 181 | Laboratorijski testovi i reagensi za aparat EUROIMMUN Analyzer i 2P | 130 | Phosphatidylserin IgA | RGN242253 | pakovanje | 96/1 | Euroimmun AG | Fosfatidilserin IgA, ELISA | 13950 | 20% | Promedia d.o.o. | 105-21/24 | 08.10.2024 | 08.10.2025
Reagensi, izuzev za transfuziju | 404-1-110/24-44 | 181 | Laboratorijski testovi i reagensi za aparat EUROIMMUN Analyzer i 2P | 131 | Phosphatidylserin IgG | RGN242254 | pakovanje | 96/1 | Euroimmun AG | Fosfatidilserin IgG, ELISA | 13950 | 20% | Promedia d.o.o. | 105-21/24 | 08.10.2024 | 08.10.2025
Reagensi, izuzev za transfuziju | 404-1-110/24-44 | 181 | Laboratorijski testovi i reagensi za aparat EUROIMMUN Analyzer i 2P | 132 | Phosphatidylserin IgM | RGN242255 | pakovanje | 96/1 | Euroimmun AG | Fosfatidilserin IgM, ELISA | 13950 | 20% | Promedia d.o.o. | 105-21/24 | 08.10.2024 | 08.10.2025
Reagensi, izuzev za transfuziju | 404-1-110/24-44 | 181 | Laboratorijski testovi i reagensi za aparat EUROIMMUN Analyzer i 2P | 133 | beta2 glycoprotein 1 IgA | RGN242256 | pakovanje | 96/1 | Euroimmun AG | beta2-glikoprotein 1 IgA, ELISA | 13950 | 20% | Promedia d.o.o. | 105-21/24 | 08.10.2024 | 08.10.2025
Reagensi, izuzev za transfuziju | 404-1-110/24-44 | 181 | Laboratorijski testovi i reagensi za aparat EUROIMMUN Analyzer i 2P | 134 | beta2 glycoprotein 1 IgG | RGN242257 | pakovanje | 96/1 | Euroimmun AG | beta2-glikoprotein 1 IgG, ELISA | 13950 | 20% | Promedia d.o.o. | 105-21/24 | 08.10.2024 | 08.10.2025
Reagensi, izuzev za transfuziju | 404-1-110/24-44 | 181 | Laboratorijski testovi i reagensi za aparat EUROIMMUN Analyzer i 2P | 135 | beta2 glycoprotein 1 IgM | RGN242258 | pakovanje | 96/1 | Euroimmun AG | beta2-glikoprotein 1 IgM, ELISA | 13950 | 20% | Promedia d.o.o. | 105-21/24 | 08.10.2024 | 08.10.2025
Reagensi, izuzev za transfuziju | 404-1-110/24-44 | 181 | Laboratorijski testovi i reagensi za aparat EUROIMMUN Analyzer i 2P | 136 | Ribosomal P protein IgG | RGN242259 | pakovanje | 96/1 | Euroimmun AG | Ribozomalni P-proteini IgG, ELISA | 18500 | 20% | Promedia d.o.o. | 105-21/24 | 08.10.2024 | 08.10.2025
Reagensi, izuzev za transfuziju | 404-1-110/24-44 | 181 | Laboratorijski testovi i reagensi za aparat EUROIMMUN Analyzer i 2P | 137 | Jo-1 IgG | RGN242260 | pakovanje | 96/1 | Euroimmun AG | Jo-1 IgG, ELISA | 18500 | 20% | Promedia d.o.o. | 105-21/24 | 08.10.2024 | 08.10.2025
Reagensi, izuzev za transfuziju | 404-1-110/24-44 | 181 | Laboratorijski testovi i reagensi za aparat EUROIMMUN Analyzer i 2P | 138 | CIC IgG | RGN242261 | pakovanje | 96/1 | Euroimmun AG | CIC (cirkulišući imuni kompleks) IgG, ELISA | 29700 | 20% | Promedia d.o.o. | 105-21/24 | 08.10.2024 | 08.10.2025
Reagensi, izuzev za transfuziju | 404-1-110/24-44 | 181 | Laboratorijski testovi i reagensi za aparat EUROIMMUN Analyzer i 2P | 139 | Tissue transglutaminase IgA | RGN242262 | pakovanje | 96/1 | Euroimmun AG | Tkivna transglutaminaza (endomysium) IgA, ELISA | 18500 | 20% | Promedia d.o.o. | 105-21/24 | 08.10.2024 | 08.10.2025
Reagensi, izuzev za transfuziju | 404-1-110/24-44 | 181 | Laboratorijski testovi i reagensi za aparat EUROIMMUN Analyzer i 2P | 140 | Tissue transglutaminase IgG | RGN242263 | pakovanje | 96/1 | Euroimmun AG | Tkivna transglutaminaza (endomysium) IgG, ELISA | 18500 | 20% | Promedia d.o.o. | 105-21/24 | 08.10.2024 | 08.10.2025
Reagensi, izuzev za transfuziju | 404-1-110/24-44 | 181 | Laboratorijski testovi i reagensi za aparat EUROIMMUN Analyzer i 2P | 141 | collagen type VII | RGN242264 | pakovanje | 96/1 | Euroimmun AG | Collagen type VII | 39800 | 20% | Promedia d.o.o. | 105-21/24 | 08.10.2024 | 08.10.2025
Reagensi, izuzev za transfuziju | 404-1-110/24-44 | 181 | Laboratorijski testovi i reagensi za aparat EUROIMMUN Analyzer i 2P | 142 | Saccharomyces cerevisiae IgA | RGN242265 | pakovanje | 96/1 | Euroimmun AG | Saccharomyces cerevisiae IgA, ELISA | 19600 | 20% | Promedia d.o.o. | 105-21/24 | 08.10.2024 | 08.10.2025
Reagensi, izuzev za transfuziju | 404-1-110/24-44 | 181 | Laboratorijski testovi i reagensi za aparat EUROIMMUN Analyzer i 2P | 143 | Saccharomyces cerevisiae IgG | RGN242266 | pakovanje | 96/1 | Euroimmun AG | Saccharomyces cerevisiae IgG, ELISA | 19600 | 20% | Promedia d.o.o. | 105-21/24 | 08.10.2024 | 08.10.2025
Reagensi, izuzev za transfuziju | 404-1-110/24-44 | 181 | Laboratorijski testovi i reagensi za aparat EUROIMMUN Analyzer i 2P | 144 | GAF-3X IgA | RGN242267 | pakovanje | 96/1 | Euroimmun AG | Gliadin Aktivisani Peptid (GAF-3X) IgA, ELISA | 19600 | 20% | Promedia d.o.o. | 105-21/24 | 08.10.2024 | 08.10.2025
Reagensi, izuzev za transfuziju | 404-1-110/24-44 | 181 | Laboratorijski testovi i reagensi za aparat EUROIMMUN Analyzer i 2P | 145 | GAF-3X IgG | RGN242268 | pakovanje | 96/1 | Euroimmun AG | Gliadin Aktivisani Peptid (GAF-3X) IgG, ELISA | 19600 | 20% | Promedia d.o.o. | 105-21/24 | 08.10.2024 | 08.10.2025
Reagensi, izuzev za transfuziju | 404-1-110/24-44 | 181 | Laboratorijski testovi i reagensi za aparat EUROIMMUN Analyzer i 2P | 146 | Total IgE | RGN242269 | pakovanje | 96/1 | Euroimmun AG | IgE total, ELISA | 32450 | 20% | Promedia d.o.o. | 105-21/24 | 08.10.2024 | 08.10.2025
Reagensi, izuzev za transfuziju | 404-1-110/24-44 | 181 | Laboratorijski testovi i reagensi za aparat EUROIMMUN Analyzer i 2P | 147 | 25-OH Vitamin D | RGN233056 | pakovanje | 96/1 | Euroimmun AG | 25-OH Vitamin D ELISA | 35800 | 20% | Promedia d.o.o. | 105-21/24 | 08.10.2024 | 08.10.2025
Reagensi, izuzev za transfuziju | 404-1-110/24-44 | 182 | Laboratorijski testovi i reagensi za aparat EVOLIS/EVOLIS Twin | 1 | Kvalitativno određivanje antigena i antitela za HIV | RGN213990 | pakovanje | 96 | BioRad, Francuska | Genscreen Ultra HIV Ag-Ab | 18409.2 | 20% | Maymedica d.o.o. | 105-16/24 | 14.10.2024 | 14.10.2025
Reagensi, izuzev za transfuziju | 404-1-110/24-44 | 182 | Laboratorijski testovi i reagensi za aparat EVOLIS/EVOLIS Twin | 2 | Kvalitativno određivanje HBs antigena | RGN213991 | pakovanje | 96 | BioRad, Francuska | Monolisa HBs Ag Ultra | 15870 | 20% | Maymedica d.o.o. | 105-16/24 | 14.10.2024 | 14.10.2025
Reagensi, izuzev za transfuziju | 404-1-110/24-44 | 182 | Laboratorijski testovi i reagensi za aparat EVOLIS/EVOLIS Twin | 3 | Kvalitativno određivanje anti HCV antitela | RGN213992 | pakovanje | 96 | BioRad, Francuska | Monolisa Anti-HCV Plus Version 3 | 40881.12 | 20% | Maymedica d.o.o. | 105-16/24 | 14.10.2024 | 14.10.2025
Reagensi, izuzev za transfuziju | 404-1-110/24-44 | 182 | Laboratorijski testovi i reagensi za aparat EVOLIS/EVOLIS Twin | 4 | Kvalitativno određivanje anti HBs antitela | RGN213993 | pakovanje | 96 | BioRad, Francuska | Monolisa Anti-HBs Plus | 64290.69 | 20% | Maymedica d.o.o. | 105-16/24 | 14.10.2024 | 14.10.2025
Reagensi, izuzev za transfuziju | 404-1-110/24-44 | 182 | Laboratorijski testovi i reagensi za aparat EVOLIS/EVOLIS Twin | 5 | Detekcija antitela (IgM ili IgG) na Treponema pallidum | RGN213994 | pakovanje | 96 | BioRad, Francuska | Syphilis Total Ab | 16359.33 | 20% | Maymedica d.o.o. | 105-16/24 | 14.10.2024 | 14.10.2025
Reagensi, izuzev za transfuziju | 404-1-110/24-44 | 182 | Laboratorijski testovi i reagensi za aparat EVOLIS/EVOLIS Twin | 6 | Kvalitativno određivanje antigena i antitela za HCV | RGN213995 | pakovanje | 96 | BioRad, Francuska | Monolisa HCV Ag-Ab ULTRA V2 | 42150.72 | 20% | Maymedica d.o.o. | 105-16/24 | 14.10.2024 | 14.10.2025
Reagensi, izuzev za transfuziju | 404-1-110/24-44 | 182 | Laboratorijski testovi i reagensi za aparat EVOLIS/EVOLIS Twin | 7 | Conductive Tips 300ul | RGN213996 | pakovanje | 960 kom | BioRad, Francuska | Conductive disposable tips 300ul | 14600.4 | 20% | Maymedica d.o.o. | 105-16/24 | 14.10.2024 | 14.10.2025
Reagensi, izuzev za transfuziju | 404-1-110/24-44 | 182 | Laboratorijski testovi i reagensi za aparat EVOLIS/EVOLIS Twin | 8 | Conductive Tips1100ul | RGN213997 | pakovanje | 960 kom | BioRad, Francuska | Conductive disposable tips 1100ul | 16504.8 | 20% | Maymedica d.o.o. | 105-16/24 | 14.10.2024 | 14.10.2025
Reagensi, izuzev za transfuziju | 404-1-110/24-44 | 182 | Laboratorijski testovi i reagensi za aparat EVOLIS/EVOLIS Twin | 9 | Platelia Aspergillus Ag | RGN213998 | pakovanje | 96 testova | BioRad, Francuska | Platelia Aspergillus Ag | 126960 | 20% | Maymedica d.o.o. | 105-16/24 | 14.10.2024 | 14.10.2025
Reagensi, izuzev za transfuziju | 404-1-110/24-44 | 182 | Laboratorijski testovi i reagensi za aparat EVOLIS/EVOLIS Twin | 10 | Platelia Candida Ag Plus | RGN213999 | pakovanje | 96 testova | BioRad, Francuska | Platelia Candida Ag Plus | 52053.6 | 20% | Maymedica d.o.o. | 105-16/24 | 14.10.2024 | 14.10.2025
Reagensi, izuzev za transfuziju | 404-1-110/24-44 | 182 | Laboratorijski testovi i reagensi za aparat EVOLIS/EVOLIS Twin | 11 | Platelia Aspergillus IgG 96 tests | RGN233057 | pakovanje | 96 | BioRad, Francuska | Platelia Aspergillus IgG 96 tests | 57794.4 | 20% | Maymedica d.o.o. | 105-16/24 | 14.10.2024 | 14.10.2025
Reagensi, izuzev za transfuziju | 404-1-110/24-44 | 182 | Laboratorijski testovi i reagensi za aparat EVOLIS/EVOLIS Twin | 12 | Platelia Aspergillus IgG NC/PC 48 tests | RGN233058 | pakovanje | 48 | BioRad, Francuska | Platelia Aspergillus IgG NC/PC 48 tests | 42504 | 20% | Maymedica d.o.o. | 105-16/24 | 14.10.2024 | 14.10.2025
Reagensi, izuzev za transfuziju | 404-1-110/24-44 | 182 | Laboratorijski testovi i reagensi za aparat EVOLIS/EVOLIS Twin | 13 | Platelia Candida Ab Plus 96 tests | RGN233059 | pakovanje | 96 | BioRad, Francuska | Platelia Candida Ab Plus 96 tests | 64970.4 | 20% | Maymedica d.o.o. | 105-16/24 | 14.10.2024 | 14.10.2025
Reagensi, izuzev za transfuziju | 404-1-110/24-44 | 182 | Laboratorijski testovi i reagensi za aparat EVOLIS/EVOLIS Twin | 14 | Platelia Candida Ab Plus NC/PC 48 tests | RGN233060 | pakovanje | 48 | BioRad, Francuska | Platelia Candida Ab Plus NC/PC 48 tests | 42504 | 20% | Maymedica d.o.o. | 105-16/24 | 14.10.2024 | 14.10.2025
Reagensi, izuzev za transfuziju | 404-1-110/24-44 | 182 | Laboratorijski testovi i reagensi za aparat EVOLIS/EVOLIS Twin | 15 | Platelia Toxo IgG 96T | RGN233061 | pakovanje | 96 | BioRad, Francuska | Platelia Toxo IgG 96T | 15870 | 20% | Maymedica d.o.o. | 105-16/24 | 14.10.2024 | 14.10.2025
Reagensi, izuzev za transfuziju | 404-1-110/24-44 | 182 | Laboratorijski testovi i reagensi za aparat EVOLIS/EVOLIS Twin | 16 | Platelia Toxo IgM 96T | RGN233062 | pakovanje | 96 | BioRad, Francuska | Platelia Toxo IgM 96T | 27600 | 20% | Maymedica d.o.o. | 105-16/24 | 14.10.2024 | 14.10.2025
Reagensi, izuzev za transfuziju | 404-1-110/24-44 | 182 | Laboratorijski testovi i reagensi za aparat EVOLIS/EVOLIS Twin | 17 | Platelia Toxo IgA TMB | RGN233063 | pakovanje | 96 | BioRad, Francuska | Platelia Toxo IgA TMB | 62928 | 20% | Maymedica d.o.o. | 105-16/24 | 14.10.2024 | 14.10.2025
Reagensi, izuzev za transfuziju | 404-1-110/24-44 | 182 | Laboratorijski testovi i reagensi za aparat EVOLIS/EVOLIS Twin | 18 | STW KIT Maint 12 months | RGN233064 | pakovanje | 1 | BioRad, Francuska | ETP Annual PM Kit | 36656.25 | 20% | Maymedica d.o.o. | 105-16/24 | 14.10.2024 | 14.10.2025
Reagensi, izuzev za transfuziju | 404-1-110/24-44 | 182 | Laboratorijski testovi i reagensi za aparat EVOLIS/EVOLIS Twin | 19 | EVOLIS PM kit 6 and 12 Months | RGN233065 | pakovanje | 1 | BioRad, Francuska | EVOLIS PM kit 6 and 12 Months, for APM | 40738.75 | 20% | Maymedica d.o.o. | 105-16/24 | 14.10.2024 | 14.10.2025
Reagensi, izuzev za transfuziju | 404-1-110/24-44 | 183 | Laboratorijski testovi i reagensi za aparat Fuji Wako toksinometar MT-6500 | 1 | Detekcija panfungalnog antigena gljiva- ßD glukan antigen (beta-Glucan Test) | RGN214000 | pakovanje | 50 x 0,2 ml | FUJIFILM Wako Pure Chemical Corporation | beta-Glucan test R2, LAL reagent | 98494.2 | 20% | Biomedica MP d.o.o. | 105-4/24 | 08.10.2024 | 08.10.2025
Reagensi, izuzev za transfuziju | 404-1-110/24-44 | 183 | Laboratorijski testovi i reagensi za aparat Fuji Wako toksinometar MT-6500 | 2 | BC Tip Wako 1000-R | RGN214001 | pakovanje | 100 tips | FUJIFILM Wako Pure Chemical Corporation | BC Tip Wako 1000-R | 8681.4 | 20% | Biomedica MP d.o.o. | 105-4/24 | 08.10.2024 | 08.10.2025
Reagensi, izuzev za transfuziju | 404-1-110/24-44 | 183 | Laboratorijski testovi i reagensi za aparat Fuji Wako toksinometar MT-6500 | 3 | BC Tip Wako EXT | RGN214002 | pakovanje | 100 tips | FUJIFILM Wako Pure Chemical Corporation | BC Tip Wako EXT | 10080 | 20% | Biomedica MP d.o.o. | 105-4/24 | 08.10.2024 | 08.10.2025
Reagensi, izuzev za transfuziju | 404-1-110/24-44 | 183 | Laboratorijski testovi i reagensi za aparat Fuji Wako toksinometar MT-6500 | 4 | Aluminium Caps, sterilized | RGN214003 | pakovanje | 10 x 10 caps | FUJIFILM Wako Pure Chemical Corporation | Aluminium Caps | 13998.6 | 20% | Biomedica MP d.o.o. | 105-4/24 | 08.10.2024 | 08.10.2025
Reagensi, izuzev za transfuziju | 404-1-110/24-44 | 183 | Laboratorijski testovi i reagensi za aparat Fuji Wako toksinometar MT-6500 | 5 | LAL Control Wako | RGN214004 | pakovanje | 10 x 0,5 ml | FUJIFILM Wako Pure Chemical Corporation | LAL Control | 55225.8 | 20% | Biomedica MP d.o.o. | 105-4/24 | 08.10.2024 | 08.10.2025
Reagensi, izuzev za transfuziju | 404-1-110/24-44 | 183 | Laboratorijski testovi i reagensi za aparat Fuji Wako toksinometar MT-6500 | 6 | Beta-Glucan Sample Pretreatment Solution | RGN214005 | pakovanje | 50 x 0,9 ml | FUJIFILM Wako Pure Chemical Corporation | beta-Glucan test R1 | 77905.8 | 20% | Biomedica MP d.o.o. | 105-4/24 | 08.10.2024 | 08.10.2025
Reagensi, izuzev za transfuziju | 404-1-110/24-44 | 183 | Laboratorijski testovi i reagensi za aparat Fuji Wako toksinometar MT-6500 | 7 | Beta-Glucan Sample Dilution Buffer | RGN214006 | pakovanje | 10 x 0,9 mL | FUJIFILM Wako Pure Chemical Corporation | beta-Glucan Sample Diluent | 24985.8 | 20% | Biomedica MP d.o.o. | 105-4/24 | 08.10.2024 | 08.10.2025
Reagensi, izuzev za transfuziju | 404-1-110/24-44 | 184 | Testovi i potrošni za aparat Architect i1000, proizvođača Abbott | 1 | HBs Ag a 100T | RGN214007 | kutija | 100 testova | Abbott Ireland Diagnostics Division | Architect HBs Ag Reagent | 55614 | 20% | Magna Pharmacia d.o.o. | 105-15/24 | 08.10.2024 | 08.10.2025
Reagensi, izuzev za transfuziju | 404-1-110/24-44 | 184 | Testovi i potrošni za aparat Architect i1000, proizvođača Abbott | 2 | CMV IgM a 100T | RGN214008 | kutija | 100 testova | Abbott Ireland Diagnostics Division | Architect CMV IgM Reagent | 88803 | 20% | Magna Pharmacia d.o.o. | 105-15/24 | 08.10.2024 | 08.10.2025
Reagensi, izuzev za transfuziju | 404-1-110/24-44 | 184 | Testovi i potrošni za aparat Architect i1000, proizvođača Abbott | 3 | CMV IgG- aviditet 100T | RGN214009 | kutija | 100 testova | Abbott Ireland Diagnostics Division | Architect CMV IgG- aviditet Reagent | 161460 | 20% | Magna Pharmacia d.o.o. | 105-15/24 | 08.10.2024 | 08.10.2025
Reagensi, izuzev za transfuziju | 404-1-110/24-44 | 184 | Testovi i potrošni za aparat Architect i1000, proizvođača Abbott | 4 | CMV IgG a 100T | RGN214010 | kutija | 100 testova | Abbott Ireland Diagnostics Division | Architect CMV IgG Reagent | 72657 | 20% | Magna Pharmacia d.o.o. | 105-15/24 | 08.10.2024 | 08.10.2025
Reagensi, izuzev za transfuziju | 404-1-110/24-44 | 184 | Testovi i potrošni za aparat Architect i1000, proizvođača Abbott | 5 | Toxo IgM a 100T | RGN214011 | kutija | 100 testova | Abbott GmbH & Co. KG | Architect Toxo IgM Reagent | 88803 | 20% | Magna Pharmacia d.o.o. | 105-15/24 | 08.10.2024 | 08.10.2025
Reagensi, izuzev za transfuziju | 404-1-110/24-44 | 184 | Testovi i potrošni za aparat Architect i1000, proizvođača Abbott | 6 | Toxo IgG a 100T | RGN214012 | kutija | 100 testova | Abbott GmbH & Co. KG | Architect Toxo IgG Reagent | 80730 | 20% | Magna Pharmacia d.o.o. | 105-15/24 | 08.10.2024 | 08.10.2025
Reagensi, izuzev za transfuziju | 404-1-110/24-44 | 184 | Testovi i potrošni za aparat Architect i1000, proizvođača Abbott | 7 | EBV VCA IgM a 100T | RGN214013 | kutija | 100 testova | Abbott GmbH & Co. KG | Architect EBV VCA IgM Reagent | 89700 | 20% | Magna Pharmacia d.o.o. | 105-15/24 | 08.10.2024 | 08.10.2025
Reagensi, izuzev za transfuziju | 404-1-110/24-44 | 184 | Testovi i potrošni za aparat Architect i1000, proizvođača Abbott | 8 | EBV EBNA1-IgG a 100T | RGN214014 | kutija | 100 testova | Abbott GmbH & Co. KG | Architect EBV EBNA1-IgG Reagent | 89700 | 20% | Magna Pharmacia d.o.o. | 105-15/24 | 08.10.2024 | 08.10.2025
Reagensi, izuzev za transfuziju | 404-1-110/24-44 | 184 | Testovi i potrošni za aparat Architect i1000, proizvođača Abbott | 9 | HIV Combo a 100T | RGN214015 | kutija | 100 testova | Abbott GmbH & Co. KG | Architect HIV Combo Reagent | 56511 | 20% | Magna Pharmacia d.o.o. | 105-15/24 | 08.10.2024 | 08.10.2025
Reagensi, izuzev za transfuziju | 404-1-110/24-44 | 184 | Testovi i potrošni za aparat Architect i1000, proizvođača Abbott | 10 | Anti-HCV a 100T | RGN214016 | kutija | 100 testova | Abbott GmbH & Co. KG | Architect Anti-HCV Reagent | 60996 | 20% | Magna Pharmacia d.o.o. | 105-15/24 | 08.10.2024 | 08.10.2025
Reagensi, izuzev za transfuziju | 404-1-110/24-44 | 184 | Testovi i potrošni za aparat Architect i1000, proizvođača Abbott | 11 | Rubella IgM a 100T | RGN214017 | kutija | 100 testova | Abbott Ireland Diagnostics Division | Architect Rubella IgM Reagent | 88803 | 20% | Magna Pharmacia d.o.o. | 105-15/24 | 08.10.2024 | 08.10.2025
Reagensi, izuzev za transfuziju | 404-1-110/24-44 | 184 | Testovi i potrošni za aparat Architect i1000, proizvođača Abbott | 12 | Rubella IgG a 100T | RGN214018 | kutija | 100 testova | Abbott Ireland Diagnostics Division | Architect Rubella IgG Reagent | 88803 | 20% | Magna Pharmacia d.o.o. | 105-15/24 | 08.10.2024 | 08.10.2025
Reagensi, izuzev za transfuziju | 404-1-110/24-44 | 184 | Testovi i potrošni za aparat Architect i1000, proizvođača Abbott | 13 | HBe Ag a 100T | RGN214019 | kutija | 100 testova | Abbott GmbH & Co. KG | Architect HBe Ag Reagent | 69966 | 20% | Magna Pharmacia d.o.o. | 105-15/24 | 08.10.2024 | 08.10.2025
Reagensi, izuzev za transfuziju | 404-1-110/24-44 | 184 | Testovi i potrošni za aparat Architect i1000, proizvođača Abbott | 14 | Anti-HBe Ag a 100T | RGN214020 | kutija | 100 testova | Abbott GmbH & Co. KG | Architect Anti-HBe Ag Reagent | 69966 | 20% | Magna Pharmacia d.o.o. | 105-15/24 | 08.10.2024 | 08.10.2025
Reagensi, izuzev za transfuziju | 404-1-110/24-44 | 184 | Testovi i potrošni za aparat Architect i1000, proizvođača Abbott | 15 | Anti-HBc IgM a 100T | RGN214021 | kutija | 100 testova | Abbott GmbH & Co. KG | Architect Anti-HBc IgM Reagent | 64584 | 20% | Magna Pharmacia d.o.o. | 105-15/24 | 08.10.2024 | 08.10.2025
Reagensi, izuzev za transfuziju | 404-1-110/24-44 | 184 | Testovi i potrošni za aparat Architect i1000, proizvođača Abbott | 16 | Anti-HBc II a 100T | RGN214022 | kutija | 100 testova | Abbott GmbH & Co. KG | Architect Anti-HBc II Reagent | 65481 | 20% | Magna Pharmacia d.o.o. | 105-15/24 | 08.10.2024 | 08.10.2025
Reagensi, izuzev za transfuziju | 404-1-110/24-44 | 184 | Testovi i potrošni za aparat Architect i1000, proizvođača Abbott | 17 | Anti-HBs a 100T | RGN214023 | kutija | 100 testova | Abbott Ireland Diagnostics Division | Architect Anti-HBs Reagent | 53820 | 20% | Magna Pharmacia d.o.o. | 105-15/24 | 08.10.2024 | 08.10.2025
Reagensi, izuzev za transfuziju | 404-1-110/24-44 | 184 | Testovi i potrošni za aparat Architect i1000, proizvođača Abbott | 18 | Quantitative HBs Ag a 100T | RGN214024 | kutija | 100 testova | Abbott Ireland Diagnostics Division | Architect Quantitative HBs Ag Reagent | 167670 | 20% | Magna Pharmacia d.o.o. | 105-15/24 | 08.10.2024 | 08.10.2025
Reagensi, izuzev za transfuziju | 404-1-110/24-44 | 184 | Testovi i potrošni za aparat Architect i1000, proizvođača Abbott | 19 | HAV IgM a 100T | RGN214025 | kutija | 100 testova | Abbott GmbH & Co. KG | Architect HAV IgM Reagent | 70863 | 20% | Magna Pharmacia d.o.o. | 105-15/24 | 08.10.2024 | 08.10.2025
Reagensi, izuzev za transfuziju | 404-1-110/24-44 | 184 | Testovi i potrošni za aparat Architect i1000, proizvođača Abbott | 20 | HAV IgM kalibrator | RGN214026 | kutija | 1x4 ml | Abbott GmbH & Co. KG | Architect HAV IgM kalibrator | 19377 | 20% | Magna Pharmacia d.o.o. | 105-15/24 | 08.10.2024 | 08.10.2025
Reagensi, izuzev za transfuziju | 404-1-110/24-44 | 184 | Testovi i potrošni za aparat Architect i1000, proizvođača Abbott | 21 | HAV IgM kontrola | RGN214027 | kutija | 2x8 ml | Abbott GmbH & Co. KG | Architect HAV IgM kontrola | 19377 | 20% | Magna Pharmacia d.o.o. | 105-15/24 | 08.10.2024 | 08.10.2025
Reagensi, izuzev za transfuziju | 404-1-110/24-44 | 184 | Testovi i potrošni za aparat Architect i1000, proizvođača Abbott | 22 | HBs Ag kalibrator | RGN214028 | kutija | 2x4 ml | Abbott Ireland Diagnostics Division | Architect HBs Ag kalibrator | 24219 | 20% | Magna Pharmacia d.o.o. | 105-15/24 | 08.10.2024 | 08.10.2025
Reagensi, izuzev za transfuziju | 404-1-110/24-44 | 184 | Testovi i potrošni za aparat Architect i1000, proizvođača Abbott | 23 | HBs Ag kontrola | RGN214029 | kutija | 2x8 ml | Abbott Ireland Diagnostics Division | Architect HBs Ag kontrola | 24219 | 20% | Magna Pharmacia d.o.o. | 105-15/24 | 08.10.2024 | 08.10.2025
Reagensi, izuzev za transfuziju | 404-1-110/24-44 | 184 | Testovi i potrošni za aparat Architect i1000, proizvođača Abbott | 24 | CMV IgM kalibrator | RGN214030 | kutija | 1x4 ml | Abbott Ireland Diagnostics Division | Architect CMV IgM kalibrator | 80730 | 20% | Magna Pharmacia d.o.o. | 105-15/24 | 08.10.2024 | 08.10.2025
Reagensi, izuzev za transfuziju | 404-1-110/24-44 | 184 | Testovi i potrošni za aparat Architect i1000, proizvođača Abbott | 25 | CMV IgG kalibrator | RGN214031 | kutija | 6x4 ml | Abbott Ireland Diagnostics Division | Architect CMV IgG kalibrator | 80730 | 20% | Magna Pharmacia d.o.o. | 105-15/24 | 08.10.2024 | 08.10.2025
Reagensi, izuzev za transfuziju | 404-1-110/24-44 | 184 | Testovi i potrošni za aparat Architect i1000, proizvođača Abbott | 26 | CMV IgM kontrola | RGN214032 | kutija | 2x4 ml | Abbott Ireland Diagnostics Division | Architect CMV IgM kontrola | 40365 | 20% | Magna Pharmacia d.o.o. | 105-15/24 | 08.10.2024 | 08.10.2025
Reagensi, izuzev za transfuziju | 404-1-110/24-44 | 184 | Testovi i potrošni za aparat Architect i1000, proizvođača Abbott | 27 | CMV IgG kontrola | RGN214033 | kutija | 3x8 ml | Abbott Ireland Diagnostics Division | Architect CMV IgG kontrola | 40365 | 20% | Magna Pharmacia d.o.o. | 105-15/24 | 08.10.2024 | 08.10.2025
Reagensi, izuzev za transfuziju | 404-1-110/24-44 | 184 | Testovi i potrošni za aparat Architect i1000, proizvođača Abbott | 28 | Toxo IgM kalibrator | RGN214034 | kutija | 1x4 ml | Abbott GmbH & Co. KG | Architect Toxo IgM kalibrator | 32292 | 20% | Magna Pharmacia d.o.o. | 105-15/24 | 08.10.2024 | 08.10.2025
Reagensi, izuzev za transfuziju | 404-1-110/24-44 | 184 | Testovi i potrošni za aparat Architect i1000, proizvođača Abbott | 29 | Toxo IgG kalibrator | RGN214035 | kutija | 6x4 ml | Abbott GmbH & Co. KG | Architect Toxo IgG kalibrator | 80730 | 20% | Magna Pharmacia d.o.o. | 105-15/24 | 08.10.2024 | 08.10.2025
Reagensi, izuzev za transfuziju | 404-1-110/24-44 | 184 | Testovi i potrošni za aparat Architect i1000, proizvođača Abbott | 30 | Toxo IgM kontrola | RGN214036 | kutija | 2x4 ml | Abbott GmbH & Co. KG | Architect Toxo IgM kontrola | 24219 | 20% | Magna Pharmacia d.o.o. | 105-15/24 | 08.10.2024 | 08.10.2025
Reagensi, izuzev za transfuziju | 404-1-110/24-44 | 184 | Testovi i potrošni za aparat Architect i1000, proizvođača Abbott | 31 | Toxo IgG kontrola | RGN214037 | kutija | 3x8 ml | Abbott GmbH & Co. KG | Architect Toxo IgG kontrola | 80730 | 20% | Magna Pharmacia d.o.o. | 105-15/24 | 08.10.2024 | 08.10.2025
Reagensi, izuzev za transfuziju | 404-1-110/24-44 | 184 | Testovi i potrošni za aparat Architect i1000, proizvođača Abbott | 32 | EBV VCA IgM kalibrator | RGN214038 | kutija | 2x4 ml | Abbott GmbH & Co. KG | Architect EBV VCA IgM kalibrator | 19377 | 20% | Magna Pharmacia d.o.o. | 105-15/24 | 08.10.2024 | 08.10.2025
Reagensi, izuzev za transfuziju | 404-1-110/24-44 | 184 | Testovi i potrošni za aparat Architect i1000, proizvođača Abbott | 33 | EBV EBNA1-IgG kalibrator | RGN214039 | kutija | 2x4 ml | Abbott GmbH & Co. KG | Architect EBV EBNA1-IgG kalibrator | 19377 | 20% | Magna Pharmacia d.o.o. | 105-15/24 | 08.10.2024 | 08.10.2025
Reagensi, izuzev za transfuziju | 404-1-110/24-44 | 184 | Testovi i potrošni za aparat Architect i1000, proizvođača Abbott | 34 | EBV VCA IgM kontrola | RGN214040 | kutija | 2x8 ml | Abbott GmbH & Co. KG | Architect EBV VCA IgM kontrola | 19377 | 20% | Magna Pharmacia d.o.o. | 105-15/24 | 08.10.2024 | 08.10.2025
Reagensi, izuzev za transfuziju | 404-1-110/24-44 | 184 | Testovi i potrošni za aparat Architect i1000, proizvođača Abbott | 35 | EBV EBNA1-IgG kontrola | RGN214041 | kutija | 2x8 ml | Abbott GmbH & Co. KG | Architect EBV EBNA1-IgG kontrola | 19377 | 20% | Magna Pharmacia d.o.o. | 105-15/24 | 08.10.2024 | 08.10.2025
Reagensi, izuzev za transfuziju | 404-1-110/24-44 | 184 | Testovi i potrošni za aparat Architect i1000, proizvođača Abbott | 36 | HIV Combo kalibrator | RGN214042 | kutija | 1x4 ml | Abbott GmbH & Co. KG | Architect HIV Combo kalibrator | 19377 | 20% | Magna Pharmacia d.o.o. | 105-15/24 | 08.10.2024 | 08.10.2025
Reagensi, izuzev za transfuziju | 404-1-110/24-44 | 184 | Testovi i potrošni za aparat Architect i1000, proizvođača Abbott | 37 | HIV Combo kontrola | RGN214043 | kutija | 4x8 ml | Abbott GmbH & Co. KG | Architect HIV Combo kontrola | 19377 | 20% | Magna Pharmacia d.o.o. | 105-15/24 | 08.10.2024 | 08.10.2025
Reagensi, izuzev za transfuziju | 404-1-110/24-44 | 184 | Testovi i potrošni za aparat Architect i1000, proizvođača Abbott | 38 | Anti-HCV kalibrator | RGN214044 | kutija | 1x4 ml | Abbott GmbH & Co. KG | Architect Anti-HCV kalibrator | 19377 | 20% | Magna Pharmacia d.o.o. | 105-15/24 | 08.10.2024 | 08.10.2025
Reagensi, izuzev za transfuziju | 404-1-110/24-44 | 184 | Testovi i potrošni za aparat Architect i1000, proizvođača Abbott | 39 | Anti-HCV kontrola | RGN214045 | kutija | 2x8 ml | Abbott GmbH & Co. KG | Architect Anti-HCV kontrola | 19377 | 20% | Magna Pharmacia d.o.o. | 105-15/24 | 08.10.2024 | 08.10.2025
Reagensi, izuzev za transfuziju | 404-1-110/24-44 | 184 | Testovi i potrošni za aparat Architect i1000, proizvođača Abbott | 40 | CMV aviditet kontrola / kal | RGN214046 | kutija | 1x6 ml ,2x8 ml | Abbott Ireland Diagnostics Division | Architect CMV aviditet kontrola / kal | 40365 | 20% | Magna Pharmacia d.o.o. | 105-15/24 | 08.10.2024 | 08.10.2025
Reagensi, izuzev za transfuziju | 404-1-110/24-44 | 184 | Testovi i potrošni za aparat Architect i1000, proizvođača Abbott | 41 | Rubella IgM kalibrator | RGN214047 | kutija | 1x4 ml | Abbott Ireland Diagnostics Division | Architect Rubella IgM kalibrator | 24219 | 20% | Magna Pharmacia d.o.o. | 105-15/24 | 08.10.2024 | 08.10.2025
Reagensi, izuzev za transfuziju | 404-1-110/24-44 | 184 | Testovi i potrošni za aparat Architect i1000, proizvođača Abbott | 42 | Rubella IgG kalibrator | RGN214048 | kutija | 6x4 ml | Abbott Ireland Diagnostics Division | Architect Rubella IgG kalibrator | 24219 | 20% | Magna Pharmacia d.o.o. | 105-15/24 | 08.10.2024 | 08.10.2025
Reagensi, izuzev za transfuziju | 404-1-110/24-44 | 184 | Testovi i potrošni za aparat Architect i1000, proizvođača Abbott | 43 | Rubella IgM kontrola | RGN214049 | kutija | 2x4 ml | Abbott Ireland Diagnostics Division | Architect Rubella IgM kontrola | 32292 | 20% | Magna Pharmacia d.o.o. | 105-15/24 | 08.10.2024 | 08.10.2025
Reagensi, izuzev za transfuziju | 404-1-110/24-44 | 184 | Testovi i potrošni za aparat Architect i1000, proizvođača Abbott | 44 | Rubella IgG kontrola | RGN214050 | kutija | 3x8 ml | Abbott Ireland Diagnostics Division | Architect Rubella IgG kontrola | 32292 | 20% | Magna Pharmacia d.o.o. | 105-15/24 | 08.10.2024 | 08.10.2025
Reagensi, izuzev za transfuziju | 404-1-110/24-44 | 184 | Testovi i potrošni za aparat Architect i1000, proizvođača Abbott | 45 | HBe Ag kalibrator | RGN214051 | kutija | 2x4 ml | Abbott GmbH & Co. KG | Architect HBe Ag kalibrator | 24219 | 20% | Magna Pharmacia d.o.o. | 105-15/24 | 08.10.2024 | 08.10.2025
Reagensi, izuzev za transfuziju | 404-1-110/24-44 | 184 | Testovi i potrošni za aparat Architect i1000, proizvođača Abbott | 46 | HBe Ag kontrola | RGN214052 | kutija | 2x8 ml | Abbott GmbH & Co. KG | Architect HBe Ag kontrola | 24219 | 20% | Magna Pharmacia d.o.o. | 105-15/24 | 08.10.2024 | 08.10.2025
Reagensi, izuzev za transfuziju | 404-1-110/24-44 | 184 | Testovi i potrošni za aparat Architect i1000, proizvođača Abbott | 47 | Anti-HBe kalibrator | RGN214053 | kutija | 1x4 ml | Abbott GmbH & Co. KG | Architect Anti-HBe kalibrator | 19377 | 20% | Magna Pharmacia d.o.o. | 105-15/24 | 08.10.2024 | 08.10.2025
Reagensi, izuzev za transfuziju | 404-1-110/24-44 | 184 | Testovi i potrošni za aparat Architect i1000, proizvođača Abbott | 48 | Anti-HBe kontrola | RGN214054 | kutija | 2x8 ml | Abbott GmbH & Co. KG | Architect Anti-HBe kontrola | 19377 | 20% | Magna Pharmacia d.o.o. | 105-15/24 | 08.10.2024 | 08.10.2025
Reagensi, izuzev za transfuziju | 404-1-110/24-44 | 184 | Testovi i potrošni za aparat Architect i1000, proizvođača Abbott | 49 | Anti-HBc IgM kalibrator | RGN214055 | kutija | 2x4 ml | Abbott GmbH & Co. KG | Architect Anti-HBc IgM kalibrator | 19377 | 20% | Magna Pharmacia d.o.o. | 105-15/24 | 08.10.2024 | 08.10.2025
Reagensi, izuzev za transfuziju | 404-1-110/24-44 | 184 | Testovi i potrošni za aparat Architect i1000, proizvođača Abbott | 50 | Anti-HBc IgM kontrola | RGN214056 | kutija | 2x8 ml | Abbott GmbH & Co. KG | Architect Anti-HBc IgM kontrola | 19377 | 20% | Magna Pharmacia d.o.o. | 105-15/24 | 08.10.2024 | 08.10.2025
Reagensi, izuzev za transfuziju | 404-1-110/24-44 | 184 | Testovi i potrošni za aparat Architect i1000, proizvođača Abbott | 51 | Anti-HBc II kalibrator | RGN214057 | kutija | 1x4 ml | Abbott GmbH & Co. KG | Architect Anti-HBc II kalibrator | 19377 | 20% | Magna Pharmacia d.o.o. | 105-15/24 | 08.10.2024 | 08.10.2025
Reagensi, izuzev za transfuziju | 404-1-110/24-44 | 184 | Testovi i potrošni za aparat Architect i1000, proizvođača Abbott | 52 | Anti-HBc II kontrola | RGN214058 | kutija | 2x8 ml | Abbott GmbH & Co. KG | Architect Anti-HBc II kontrola | 19377 | 20% | Magna Pharmacia d.o.o. | 105-15/24 | 08.10.2024 | 08.10.2025
Reagensi, izuzev za transfuziju | 404-1-110/24-44 | 184 | Testovi i potrošni za aparat Architect i1000, proizvođača Abbott | 53 | Ani-HBs kalibrator | RGN214059 | kutija | 6x4 ml | Abbott Ireland Diagnostics Division | Architect Ani-HBs kalibrator | 19377 | 20% | Magna Pharmacia d.o.o. | 105-15/24 | 08.10.2024 | 08.10.2025
Reagensi, izuzev za transfuziju | 404-1-110/24-44 | 184 | Testovi i potrošni za aparat Architect i1000, proizvođača Abbott | 54 | Ani-HBs kontrola | RGN214060 | kutija | 3x8 ml | Abbott Ireland Diagnostics Division | Architect Ani-HBs kontrola | 19377 | 20% | Magna Pharmacia d.o.o. | 105-15/24 | 08.10.2024 | 08.10.2025
Reagensi, izuzev za transfuziju | 404-1-110/24-44 | 184 | Testovi i potrošni za aparat Architect i1000, proizvođača Abbott | 55 | Quantitative HBs Ag kalib. | RGN214061 | kutija | 6x4 ml | Abbott Ireland Diagnostics Division | Architect Quantitative HBs Ag kalib. | 21735 | 20% | Magna Pharmacia d.o.o. | 105-15/24 | 08.10.2024 | 08.10.2025
Reagensi, izuzev za transfuziju | 404-1-110/24-44 | 184 | Testovi i potrošni za aparat Architect i1000, proizvođača Abbott | 56 | Quantitative HBs Ag kontrola | RGN214062 | kutija | 3x8 ml | Abbott Ireland Diagnostics Division | Architect Quantitative HBs Ag kontrola | 21735 | 20% | Magna Pharmacia d.o.o. | 105-15/24 | 08.10.2024 | 08.10.2025
Reagensi, izuzev za transfuziju | 404-1-110/24-44 | 184 | Testovi i potrošni za aparat Architect i1000, proizvođača Abbott | 57 | HCV Ag kalibrator | RGN233066 | pakovanje | 6x4ml | Abbott GmbH | Architect HCV Ag kalibrator | 36200 | 20% | Magna Pharmacia d.o.o. | 105-15/24 | 08.10.2024 | 08.10.2025
Reagensi, izuzev za transfuziju | 404-1-110/24-44 | 184 | Testovi i potrošni za aparat Architect i1000, proizvođača Abbott | 58 | HCV Ag kontrola | RGN233067 | pakovanje | 3x8ml | Abbott GmbH | Architect HCV Ag kontrola | 36200 | 20% | Magna Pharmacia d.o.o. | 105-15/24 | 08.10.2024 | 08.10.2025
Reagensi, izuzev za transfuziju | 404-1-110/24-44 | 184 | Testovi i potrošni za aparat Architect i1000, proizvođača Abbott | 59 | HCV Ag reagens | RGN233068 | pakovanje | 100 testova | Abbott GmbH | Architect HCV Ag reagens | 362000 | 20% | Magna Pharmacia d.o.o. | 105-15/24 | 08.10.2024 | 08.10.2025
Reagensi, izuzev za transfuziju | 404-1-110/24-44 | 184 | Testovi i potrošni za aparat Architect i1000, proizvođača Abbott | 60 | Anti-HBs Specimen Diluent | RGN233069 | pakovanje | 100 mL | Abbott Ireland Diagnostics Division | Architect Anti-HBs Specimen Diluent | 13190 | 20% | Magna Pharmacia d.o.o. | 105-15/24 | 08.10.2024 | 08.10.2025
Reagensi, izuzev za transfuziju | 404-1-110/24-44 | 185 | Laboratorijski testovi i reagensi za PCR GENEXPERT CEPHEID | 1 | Testovi za kvantitativni HCV z(detekcioni limit ≤ 10 IU/ml) | RGN214063 | pakovanje | 10 | Cepheid | Xpert HCV Viral Load | 68250 | 20% | Biomedica MP d.o.o. | 105-4/24 | 08.10.2024 | 08.10.2025
Reagensi, izuzev za transfuziju | 404-1-110/24-44 | 185 | Laboratorijski testovi i reagensi za PCR GENEXPERT CEPHEID | 2 | Testovi za HIV | RGN214064 | pakovanje | 10 | Cepheid | Xpert HIV-1 Viral Load | 56700 | 20% | Biomedica MP d.o.o. | 105-4/24 | 08.10.2024 | 08.10.2025
Reagensi, izuzev za transfuziju | 404-1-110/24-44 | 185 | Laboratorijski testovi i reagensi za PCR GENEXPERT CEPHEID | 3 | Testovi za detekcija M.tuberculosis i detekcija gena rezistencije na rifanpicin sojeva M.tuberculosis | RGN214065 | pakovanje | 10 | Cepheid | Xpert MTB/RIF Ultra | 51397.5 | 20% | Biomedica MP d.o.o. | 105-4/24 | 08.10.2024 | 08.10.2025
Reagensi, izuzev za transfuziju | 404-1-110/24-44 | 185 | Laboratorijski testovi i reagensi za PCR GENEXPERT CEPHEID | 4 | Testovi za detekcija gena u bakterijskim uzročnicima crevnih infekcija i dokazivanje toksina Clostridium difficilae (određivanje tipa toksina) | RGN214066 | pakovanje | 10 | Cepheid | Xpert C.difficile BT | 42000 | 20% | Biomedica MP d.o.o. | 105-4/24 | 08.10.2024 | 08.10.2025
Reagensi, izuzev za transfuziju | 404-1-110/24-44 | 185 | Laboratorijski testovi i reagensi za PCR GENEXPERT CEPHEID | 5 | Testovi za detekcija virusa gripa | RGN214067 | pakovanje | 10 | Cepheid | Xpert Xpress Flu/RSV | 71400 | 20% | Biomedica MP d.o.o. | 105-4/24 | 08.10.2024 | 08.10.2025
Reagensi, izuzev za transfuziju | 404-1-110/24-44 | 185 | Laboratorijski testovi i reagensi za PCR GENEXPERT CEPHEID | 6 | Testovi za detekciju HPV | RGN214068 | pakovanje | 10 | Cepheid | Xpert HPV | 68250 | 20% | Biomedica MP d.o.o. | 105-4/24 | 08.10.2024 | 08.10.2025
Reagensi, izuzev za transfuziju | 404-1-110/24-44 | 185 | Laboratorijski testovi i reagensi za PCR GENEXPERT CEPHEID | 7 | Testovi za detekciju BCR-ABL Ultra | RGN214069 | pakovanje | 10 | Cepheid | Xpert BCR-ABL Ultra | 122500 | 20% | Biomedica MP d.o.o. | 105-4/24 | 08.10.2024 | 08.10.2025
Reagensi, izuzev za transfuziju | 404-1-110/24-44 | 185 | Laboratorijski testovi i reagensi za PCR GENEXPERT CEPHEID | 8 | Testovi za detekciju HBV | RGN214070 | pakovanje | 10 testova | Cepheid | Xpert HBV Viral Load | 65000 | 20% | Biomedica MP d.o.o. | 105-4/24 | 08.10.2024 | 08.10.2025
Reagensi, izuzev za transfuziju | 404-1-110/24-44 | 185 | Laboratorijski testovi i reagensi za PCR GENEXPERT CEPHEID | 9 | Xpert BCR-ABL Ultra p190 | RGN233070 | pakovanje | 10 testova | Cepheid | Xpert BCR-ABL P190 Ultra | 155000 | 20% | Biomedica MP d.o.o. | 105-4/24 | 08.10.2024 | 08.10.2025
Reagensi, izuzev za transfuziju | 404-1-110/24-44 | 185 | Laboratorijski testovi i reagensi za PCR GENEXPERT CEPHEID | 10 | Xpert MTB/XDR 10 | RGN233071 | pakovanje | 10 testova | Cepheid | Xpert MTB/XDR | 115000 | 20% | Biomedica MP d.o.o. | 105-4/24 | 08.10.2024 | 08.10.2025
Reagensi, izuzev za transfuziju | 404-1-110/24-44 | 186 | ELISA test za detekciju galaktomanan antigena | 1 | ELISA test za detekciju galaktomanan antigena | RGN214071 | pakovanje | 96 testova | Dynamiker Biotechnology | Dynamiker Aspergillus Galactomannan Assay 96 tests/kit | 83223.8 | 20% | Promedia d.o.o. | 105-21/24 | 08.10.2024 | 08.10.2025
Reagensi, izuzev za transfuziju | 404-1-110/24-44 | 186 | ELISA test za detekciju galaktomanan antigena | 2 | ELISA test za detekciju manan antigena | RGN213798 | pakovanje | 96 testova | Dynamiker Biotechnology | Dynamiker Candida Mannan Assay | 43439 | 20% | Promedia d.o.o. | 105-21/24 | 08.10.2024 | 08.10.2025
Reagensi, izuzev za transfuziju | 404-1-110/24-44 | 187 | Laboratorijski testovi i reagensi za aparat MULTIPLEKS PCR – bioMerieux | 1 | KIT MENINGITIS/ ENCEPHALITIS PANEL IVD 30 testova - za aparat FILM ARRAY SYS IVD / BioFire - Biomerieux Francuska | RGN214072 | pakovanje | 30 testova | bioMerieux, Francuska | KIT ME PANEL | 745800 | 20% | Yunycom d.o.o. | 105-26/24 | 08.10.2024 | 08.10.2025
Reagensi, izuzev za transfuziju | 404-1-110/24-44 | 187 | Laboratorijski testovi i reagensi za aparat MULTIPLEKS PCR – bioMerieux | 2 | KIT BLOOD CULTURE ID PANEL IVD 30 testova -z a aparat FILM ARRAY SYS IVD / BioFire - Biomerieux Francuska | RGN214073 | pakovanje | 30 testova | bioMerieux, Francuska | KIT BCID2 PANEL | 745800 | 20% | Yunycom d.o.o. | 105-26/24 | 08.10.2024 | 08.10.2025
Reagensi, izuzev za transfuziju | 404-1-110/24-44 | 187 | Laboratorijski testovi i reagensi za aparat MULTIPLEKS PCR – bioMerieux | 3 | KIT RESPIRATORY PANEL IVD 30 testova - za aparat FILM ARRAY SYS IVD / BioFire - Biomerieux Francuska | RGN214074 | pakovanje | 30 testova | bioMerieux, Francuska | KIT RESPIRATORY 2.1 PANEL | 745800 | 20% | Yunycom d.o.o. | 105-26/24 | 08.10.2024 | 08.10.2025
Reagensi, izuzev za transfuziju | 404-1-110/24-44 | 187 | Laboratorijski testovi i reagensi za aparat MULTIPLEKS PCR – bioMerieux | 4 | KIT GASTRO INTESTINAL PANEL IVD 30 testova - za aparat FILM ARRAY SYS IVD / BioFire - Biomerieux Francuska | RGN214075 | pakovanje | 30 testova | bioMerieux, Francuska | KIT GI PANEL | 745800 | 20% | Yunycom d.o.o. | 105-26/24 | 08.10.2024 | 08.10.2025
Reagensi, izuzev za transfuziju | 404-1-110/24-44 | 187 | Laboratorijski testovi i reagensi za aparat MULTIPLEKS PCR – bioMerieux | 5 | KIT PNEUMONIA PLUS PANEL IVD 30 testova - za aparat FILM ARRAY SYS IVD / BioFire - Biomerieux Francuska | RGN214076 | pakovanje | 30 testova | bioMerieux, Francuska | KIT PNEUMONIA PLUS PANEL | 745800 | 20% | Yunycom d.o.o. | 105-26/24 | 08.10.2024 | 08.10.2025
Reagensi, izuzev za transfuziju | 404-1-110/24-44 | 187 | Laboratorijski testovi i reagensi za aparat MULTIPLEKS PCR – bioMerieux | 6 | JI PANEL IVD 30 testova- za aparat FILM ARRAY SYS IVD / BioFire - Biomerieux Francuska | RGN233072 | pakovanje | 30 testova | bioMerieux, Francuska | Joint Infection (JI) Panel | 745800 | 20% | Yunycom d.o.o. | 105-26/24 | 08.10.2024 | 08.10.2025
Reagensi, izuzev za transfuziju | 404-1-110/24-44 | 188 | Laboratorijski testovi i reagensi za multiplex RT PCR za aparat VV FILM ARRAY SYS IVD FAO / BioFire | 1 | Test za istovremenu detekciju nukleinskih kiselina minimum: 14 bakterijskih, virusnih, i gljivičnih patogena u cerebrospinalnoj tečnosti, odnosno minimum 22 GIT patogena iz stolice (bakterije, paraziti, virusi), odnosno 20 respiratornih patogena iz uzorka (bakterije i virusi) | RGN214077 | pakovanje | 30 testova | bioMerieux, Francuska | KIT PNEUMONIA PLUS PANEL KIT RESPIRATORY 2.1 PANEL KIT ME PANEL KIT BCID2 PANEL KIT GI PANEL Joint Infection (JI) Panel | 745800 | 20% | Yunycom d.o.o. | 105-26/24 | 08.10.2024 | 08.10.2025
Reagensi, izuzev za transfuziju | 404-1-110/24-44 | 189 | Laboratorijski testovi i reagensi za aparat multipleks RT PCR - InGenius i BeGenius ili odgovarajući | 1 | STI Plus : истовремено доказивање генома C. trachomatis, N.gonorrheae, M.genitalium,T.vaginalis- RT PCR ,аутоматизована екстракција, мултиплекс RT PCR | RGN214078 | pakovanje | 8 tuba sa 12 testova (96) | ELITechGroup S.p.A.- Italija | STI PLUS ELITe MGB Kit | 226760 | 20% | Elitech SR d.o.o. | 105-6/24 | 08.10.2024 | 08.10.2025
Reagensi, izuzev za transfuziju | 404-1-110/24-44 | 189 | Laboratorijski testovi i reagensi za aparat multipleks RT PCR - InGenius i BeGenius ili odgovarajući | 2 | STI Plus pozitivna kontrola | RGN214080 | pakovanje | 12 reakcija | ELITechGroup S.p.A.- Italija | STI PLUS - ELITe Positive Control | 45200 | 20% | Elitech SR d.o.o. | 105-6/24 | 08.10.2024 | 08.10.2025
Reagensi, izuzev za transfuziju | 404-1-110/24-44 | 189 | Laboratorijski testovi i reagensi za aparat multipleks RT PCR - InGenius i BeGenius ili odgovarajući | 3 | Ekstakcioni kertridz | RGN214081 | pakovanje | 48 komada | ELITechGroup S.p.A.- Italija | ELITe InGenius SP 200 | 49795 | 20% | Elitech SR d.o.o. | 105-6/24 | 08.10.2024 | 08.10.2025
Reagensi, izuzev za transfuziju | 404-1-110/24-44 | 189 | Laboratorijski testovi i reagensi za aparat multipleks RT PCR - InGenius i BeGenius ili odgovarajući | 4 | Interna kontrola | RGN214082 | pakovanje | 48 komada | ELITechGroup S.p.A.- Italija | CPE - Internal Control | 22772 | 20% | Elitech SR d.o.o. | 105-6/24 | 08.10.2024 | 08.10.2025
Reagensi, izuzev za transfuziju | 404-1-110/24-44 | 189 | Laboratorijski testovi i reagensi za aparat multipleks RT PCR - InGenius i BeGenius ili odgovarajući | 5 | PCR kasete | RGN214083 | pakovanje | 192 komada | ELITechGroup S.p.A.- Italija | ELITe InGenius PCR Cassette | 67555 | 20% | Elitech SR d.o.o. | 105-6/24 | 08.10.2024 | 08.10.2025
Reagensi, izuzev za transfuziju | 404-1-110/24-44 | 189 | Laboratorijski testovi i reagensi za aparat multipleks RT PCR - InGenius i BeGenius ili odgovarajući | 6 | Filter tips | RGN214084 | pakovanje | 10 x 96 komadа | ELITechGroup S.p.A.- Italija | Filter Tips 300 | 24260 | 20% | Elitech SR d.o.o. | 105-6/24 | 08.10.2024 | 08.10.2025
Reagensi, izuzev za transfuziju | 404-1-110/24-44 | 189 | Laboratorijski testovi i reagensi za aparat multipleks RT PCR - InGenius i BeGenius ili odgovarajući | 7 | eSwab стерилан | RGN214085 | pakovanje | 50 komada | Copan Italia S.p.a. | Eswab LQ Amies Reg.Nylon Flocked Applicator | 5107 | 20% | Elitech SR d.o.o. | 105-6/24 | 08.10.2024 | 08.10.2025
Reagensi, izuzev za transfuziju | 404-1-110/24-44 | 189 | Laboratorijski testovi i reagensi za aparat multipleks RT PCR - InGenius i BeGenius ili odgovarajući | 8 | UTM 3ml medijum | RGN214086 | pakovanje | 50 komadа | Copan Italia S.p.a. | Mini UTM Kit 3 ml | 12130 | 20% | Elitech SR d.o.o. | 105-6/24 | 08.10.2024 | 08.10.2025
Reagensi, izuzev za transfuziju | 404-1-110/24-44 | 189 | Laboratorijski testovi i reagensi za aparat multipleks RT PCR - InGenius i BeGenius ili odgovarajući | 9 | доказивање генома M.genitalium и детекција резистенције на макролиде- RT PCR аутоматизована екстракција(Macrolide-R/MG Elite MGB kit или одговарајући) | RGN214087 | pakovanje | 48 komadа | ELITechGroup S.p.A.- Italija | Macrolide-R/MG ELITe MGB Kit | 113380 | 20% | Elitech SR d.o.o. | 105-6/24 | 08.10.2024 | 08.10.2025
Reagensi, izuzev za transfuziju | 404-1-110/24-44 | 189 | Laboratorijski testovi i reagensi za aparat multipleks RT PCR - InGenius i BeGenius ili odgovarajući | 10 | Macrolide-R/MG Elite Positive Control | RGN214088 | pakovanje | 12 reakcija | ELITechGroup S.p.A.- Italija | Macrolide-R/MG ELITe Positive Control | 45200 | 20% | Elitech SR d.o.o. | 105-6/24 | 08.10.2024 | 08.10.2025
Reagensi, izuzev za transfuziju | 404-1-110/24-44 | 189 | Laboratorijski testovi i reagensi za aparat multipleks RT PCR - InGenius i BeGenius ili odgovarajući | 11 | доказивање генома вируса HPV-RT PCR za HPV,аутоматизована екстракција | RGN214089 | pakovanje | 96 (pakovanje садржи контроле и калибраторе) | OSANG Healthcare Co., Ltd | High Risk HPV ELITe Panel | 274317 | 20% | Elitech SR d.o.o. | 105-6/24 | 08.10.2024 | 08.10.2025
Reagensi, izuzev za transfuziju | 404-1-110/24-44 | 189 | Laboratorijski testovi i reagensi za aparat multipleks RT PCR - InGenius i BeGenius ili odgovarajući | 12 | potrošni materijal za ekstrakciju | RGN214090 | pakovanje | 48 komada | ELITechGroup S.p.A.- Italija | ELITe InGenius SP 200 Consumable Set | 30644 | 20% | Elitech SR d.o.o. | 105-6/24 | 08.10.2024 | 08.10.2025
Reagensi, izuzev za transfuziju | 404-1-110/24-44 | 189 | Laboratorijski testovi i reagensi za aparat multipleks RT PCR - InGenius i BeGenius ili odgovarajući | 13 | RT PCR HSV1 kvantitativni test. Monoreagens format.Za detekciju herpes simplex virusa 1 iz uzoraka pune krvi, plazme i likvora. Limit detekcije manje od 95 gEq / mL. | RGN214091 | pakovanje | 100 testova | ELITechGroup S.p.A.- Italija | HSV1 ELITe MGB Kit | 204288 | 20% | Elitech SR d.o.o. | 105-6/24 | 08.10.2024 | 08.10.2025
Reagensi, izuzev za transfuziju | 404-1-110/24-44 | 189 | Laboratorijski testovi i reagensi za aparat multipleks RT PCR - InGenius i BeGenius ili odgovarajući | 14 | HSV1 Standard | RGN214092 | pakovanje | 16 testova | ELITechGroup S.p.A.- Italija | HSV1 ELITe Standard | 25536 | 20% | Elitech SR d.o.o. | 105-6/24 | 08.10.2024 | 08.10.2025
Reagensi, izuzev za transfuziju | 404-1-110/24-44 | 189 | Laboratorijski testovi i reagensi za aparat multipleks RT PCR - InGenius i BeGenius ili odgovarajući | 15 | HSV1 Pozitivna Kontrola | RGN214093 | pakovanje | 12 testova | ELITechGroup S.p.A.- Italija | HSV1 ELITe Positive Control | 45200 | 20% | Elitech SR d.o.o. | 105-6/24 | 08.10.2024 | 08.10.2025
Reagensi, izuzev za transfuziju | 404-1-110/24-44 | 189 | Laboratorijski testovi i reagensi za aparat multipleks RT PCR - InGenius i BeGenius ili odgovarajući | 16 | RT PCR BKV kvantitativni test. Monoreagens format.Za detekciju polyoma virusa iz uzoraka pune krvi, plazme, likvora, urina, bukalnog brisa i amnionska tečnosti. Limit detekcije manje od 50 IU / mL. | RGN214094 | pakovanje | 100 testova | ELITechGroup S.p.A.- Italija | BKV ELITe MGB Kit | 204288 | 20% | Elitech SR d.o.o. | 105-6/24 | 08.10.2024 | 08.10.2025
Reagensi, izuzev za transfuziju | 404-1-110/24-44 | 189 | Laboratorijski testovi i reagensi za aparat multipleks RT PCR - InGenius i BeGenius ili odgovarajući | 17 | BKV Standard | RGN214095 | pakovanje | 16 testova | ELITechGroup S.p.A.- Italija | BKV ELITe Standard | 25536 | 20% | Elitech SR d.o.o. | 105-6/24 | 08.10.2024 | 08.10.2025
Reagensi, izuzev za transfuziju | 404-1-110/24-44 | 189 | Laboratorijski testovi i reagensi za aparat multipleks RT PCR - InGenius i BeGenius ili odgovarajući | 18 | BKV Pozitivna Kontrola | RGN214096 | pakovanje | 12 testova | ELITechGroup S.p.A.- Italija | BKV ELITe Positive Control | 45200 | 20% | Elitech SR d.o.o. | 105-6/24 | 08.10.2024 | 08.10.2025
Reagensi, izuzev za transfuziju | 404-1-110/24-44 | 189 | Laboratorijski testovi i reagensi za aparat multipleks RT PCR - InGenius i BeGenius ili odgovarajući | 19 | RT PCR CMV kvantitativni test. Monoreagens format.Za detekciju citomegalo virusa iz uzoraka pune krvi, plazme, likvora, urina, bukalnog brisa i amnionska tečnosti. Limit detekcije manje od 20 IU / mL. | RGN214097 | pakovanje | 100 testova | ELITechGroup S.p.A.- Italija | CMV ELITe MGB Kit | 204288 | 20% | Elitech SR d.o.o. | 105-6/24 | 08.10.2024 | 08.10.2025
Reagensi, izuzev za transfuziju | 404-1-110/24-44 | 189 | Laboratorijski testovi i reagensi za aparat multipleks RT PCR - InGenius i BeGenius ili odgovarajući | 20 | CMV Standard | RGN214098 | pakovanje | 8 testova | ELITechGroup S.p.A.- Italija | CMV ELITe Standard | 25536 | 20% | Elitech SR d.o.o. | 105-6/24 | 08.10.2024 | 08.10.2025
Reagensi, izuzev za transfuziju | 404-1-110/24-44 | 189 | Laboratorijski testovi i reagensi za aparat multipleks RT PCR - InGenius i BeGenius ili odgovarajući | 21 | CMV Pozitivna Kontrola | RGN214099 | pakovanje | 12 testova | ELITechGroup S.p.A.- Italija | CMV ELITe Positive Control | 45200 | 20% | Elitech SR d.o.o. | 105-6/24 | 08.10.2024 | 08.10.2025
Reagensi, izuzev za transfuziju | 404-1-110/24-44 | 189 | Laboratorijski testovi i reagensi za aparat multipleks RT PCR - InGenius i BeGenius ili odgovarajući | 22 | RT PCR HSV2 kvantitativni test. Monoreagens format.Za detekciju herpes simplex virusa 2 iz uzoraka pune krvi, plazme i likvora. Limit detekcije manje od 119 gEq / mL. | RGN214100 | pakovanje | 100 testova | ELITechGroup S.p.A.- Italija | HSV2 ELITe MGB Kit | 204288 | 20% | Elitech SR d.o.o. | 105-6/24 | 08.10.2024 | 08.10.2025
Reagensi, izuzev za transfuziju | 404-1-110/24-44 | 189 | Laboratorijski testovi i reagensi za aparat multipleks RT PCR - InGenius i BeGenius ili odgovarajući | 23 | HSV2 Standard | RGN214101 | pakovanje | 16 testova | ELITechGroup S.p.A.- Italija | HSV2 ELITe Standard | 25536 | 20% | Elitech SR d.o.o. | 105-6/24 | 08.10.2024 | 08.10.2025
Reagensi, izuzev za transfuziju | 404-1-110/24-44 | 189 | Laboratorijski testovi i reagensi za aparat multipleks RT PCR - InGenius i BeGenius ili odgovarajući | 24 | HSV2 Pozitivna Kontrola | RGN214102 | pakovanje | 12 testova | ELITechGroup S.p.A.- Italija | HSV2 ELITe Positive Control | 45200 | 20% | Elitech SR d.o.o. | 105-6/24 | 08.10.2024 | 08.10.2025
Reagensi, izuzev za transfuziju | 404-1-110/24-44 | 189 | Laboratorijski testovi i reagensi za aparat multipleks RT PCR - InGenius i BeGenius ili odgovarajući | 25 | RT PCR VZV kvantitativni test. Monoreagens format.Za detekciju varičela zoster virusa iz uzoraka pune krvi, plazme i likvora. Limit detekcije manje od 69gEq / mL. | RGN214103 | pakovanje | 100 testova | ELITechGroup S.p.A.- Italija | VZV ELITe MGB Kit | 204288 | 20% | Elitech SR d.o.o. | 105-6/24 | 08.10.2024 | 08.10.2025
Reagensi, izuzev za transfuziju | 404-1-110/24-44 | 189 | Laboratorijski testovi i reagensi za aparat multipleks RT PCR - InGenius i BeGenius ili odgovarajući | 26 | VZV Standard | RGN214104 | pakovanje | 16 testova | ELITechGroup S.p.A.- Italija | VZV ELITe Standard | 25536 | 20% | Elitech SR d.o.o. | 105-6/24 | 08.10.2024 | 08.10.2025
Reagensi, izuzev za transfuziju | 404-1-110/24-44 | 189 | Laboratorijski testovi i reagensi za aparat multipleks RT PCR - InGenius i BeGenius ili odgovarajući | 27 | VZV Pozitivna Kontrola | RGN214105 | pakovanje | 12 testova | ELITechGroup S.p.A.- Italija | VZV ELITe Positive Control | 45200 | 20% | Elitech SR d.o.o. | 105-6/24 | 08.10.2024 | 08.10.2025
Reagensi, izuzev za transfuziju | 404-1-110/24-44 | 189 | Laboratorijski testovi i reagensi za aparat multipleks RT PCR - InGenius i BeGenius ili odgovarajući | 28 | RT PCR Enterovirus kvantitativni test. Za detekciju humanih enterovirusna iz uzoraka plazme i likvora. Limit detekcije manje od 224 c / mL. | RGN214106 | pakovanje | 100 testova | ELITechGroup S.p.A.- Italija | Enterovirus ELITe MGB Kit | 204288 | 20% | Elitech SR d.o.o. | 105-6/24 | 08.10.2024 | 08.10.2025
Reagensi, izuzev za transfuziju | 404-1-110/24-44 | 189 | Laboratorijski testovi i reagensi za aparat multipleks RT PCR - InGenius i BeGenius ili odgovarajući | 29 | Enterovirus Standard | RGN214107 | pakovanje | 16 testova | ELITechGroup S.p.A.- Italija | Enterovirus ELITe Standard | 25536 | 20% | Elitech SR d.o.o. | 105-6/24 | 08.10.2024 | 08.10.2025
Reagensi, izuzev za transfuziju | 404-1-110/24-44 | 189 | Laboratorijski testovi i reagensi za aparat multipleks RT PCR - InGenius i BeGenius ili odgovarajući | 30 | Enterovirus Pozitivna Kontrola | RGN214108 | pakovanje | 12 testova | ELITechGroup S.p.A.- Italija | Enterovirus ELITe Positive Control | 45200 | 20% | Elitech SR d.o.o. | 105-6/24 | 08.10.2024 | 08.10.2025
Reagensi, izuzev za transfuziju | 404-1-110/24-44 | 189 | Laboratorijski testovi i reagensi za aparat multipleks RT PCR - InGenius i BeGenius ili odgovarajući | 31 | Real-time PCR kit za amplifikaciju Pneumocystis jiroveci | RGN233073 | pakovanje | 96 testova | ELITechGroup S.p.A.- Italija | Pneumocystis ELITe MGB Kit | 204288 | 20% | Elitech SR d.o.o. | 105-6/24 | 08.10.2024 | 08.10.2025
Reagensi, izuzev za transfuziju | 404-1-110/24-44 | 189 | Laboratorijski testovi i reagensi za aparat multipleks RT PCR - InGenius i BeGenius ili odgovarajući | 32 | Pneumocystis jiroveci Pozitivna Kontrola | RGN233074 | pakovanje | 12 testova | ELITechGroup S.p.A.- Italija | Pneumocystis - ELITe Positive Control | 45200 | 20% | Elitech SR d.o.o. | 105-6/24 | 08.10.2024 | 08.10.2025
Reagensi, izuzev za transfuziju | 404-1-110/24-44 | 189 | Laboratorijski testovi i reagensi za aparat multipleks RT PCR - InGenius i BeGenius ili odgovarajući | 33 | Pneumocystis jiroveci Standard | RGN233075 | pakovanje | 8 testova | ELITechGroup S.p.A.- Italija | Pneumocystis ELITe Standard | 25536 | 20% | Elitech SR d.o.o. | 105-6/24 | 08.10.2024 | 08.10.2025
Reagensi, izuzev za transfuziju | 404-1-110/24-44 | 189 | Laboratorijski testovi i reagensi za aparat multipleks RT PCR - InGenius i BeGenius ili odgovarajući | 34 | Rea-time PCR kit za amplifikaciju Toxoplasma gondi | RGN233076 | pakovanje | 96 testova | ELITechGroup S.p.A.- Italija | TOXOPLASMA g. ELITe MGB Kit | 204288 | 20% | Elitech SR d.o.o. | 105-6/24 | 08.10.2024 | 08.10.2025
Reagensi, izuzev za transfuziju | 404-1-110/24-44 | 189 | Laboratorijski testovi i reagensi za aparat multipleks RT PCR - InGenius i BeGenius ili odgovarajući | 35 | Toxoplasma gondi Pozitivna Kontrola | RGN233077 | pakovanje | 4 testa | ELITechGroup S.p.A.- Italija | TOXOPLASMA g. RE - ELITe Positive Control | 45200 | 20% | Elitech SR d.o.o. | 105-6/24 | 08.10.2024 | 08.10.2025
Reagensi, izuzev za transfuziju | 404-1-110/24-44 | 189 | Laboratorijski testovi i reagensi za aparat multipleks RT PCR - InGenius i BeGenius ili odgovarajući | 36 | Real-time PCR kit za amplifikaciju Hepatitis E Virusa | RGN233078 | pakovanje | 96 testova | ELITechGroup S.p.A.- Italija | HEV ELITe MGB Kit | 204288 | 20% | Elitech SR d.o.o. | 105-6/24 | 08.10.2024 | 08.10.2025
Reagensi, izuzev za transfuziju | 404-1-110/24-44 | 189 | Laboratorijski testovi i reagensi za aparat multipleks RT PCR - InGenius i BeGenius ili odgovarajući | 37 | Hepatitis E Pozitivna Kontrola | RGN233079 | pakovanje | 12 testova | ELITechGroup S.p.A.- Italija | HEV - ELITe Positive Control | 45200 | 20% | Elitech SR d.o.o. | 105-6/24 | 08.10.2024 | 08.10.2025
Reagensi, izuzev za transfuziju | 404-1-110/24-44 | 189 | Laboratorijski testovi i reagensi za aparat multipleks RT PCR - InGenius i BeGenius ili odgovarajući | 38 | Hepatitis E Standard | RGN233080 | pakovanje | 8 testova | ELITechGroup S.p.A.- Italija | HEV ELITe Standard | 25536 | 20% | Elitech SR d.o.o. | 105-6/24 | 08.10.2024 | 08.10.2025
Reagensi, izuzev za transfuziju | 404-1-110/24-44 | 189 | Laboratorijski testovi i reagensi za aparat multipleks RT PCR - InGenius i BeGenius ili odgovarajući | 39 | Real time PCR kvantitativni test za detekciju DNK EBV. Monoreagens format. Uzorci: puna krv, plazma, likvor. | RGN233081 | pakovanje | 96 testova | ELITechGroup S.p.A.- Italija | EBV ELITe MGB Kit | 204288 | 20% | Elitech SR d.o.o. | 105-6/24 | 08.10.2024 | 08.10.2025
Reagensi, izuzev za transfuziju | 404-1-110/24-44 | 189 | Laboratorijski testovi i reagensi za aparat multipleks RT PCR - InGenius i BeGenius ili odgovarajući | 40 | EBV Pozitivna Kontrola | RGN233082 | pakovanje | 8 testova | ELITechGroup S.p.A.- Italija | EBV - ELITe Positive Control | 45200 | 20% | Elitech SR d.o.o. | 105-6/24 | 08.10.2024 | 08.10.2025
Reagensi, izuzev za transfuziju | 404-1-110/24-44 | 189 | Laboratorijski testovi i reagensi za aparat multipleks RT PCR - InGenius i BeGenius ili odgovarajući | 41 | EBV Standard | RGN233083 | pakovanje | 8 testova | ELITechGroup S.p.A.- Italija | EBV ELITe Standard | 25536 | 20% | Elitech SR d.o.o. | 105-6/24 | 08.10.2024 | 08.10.2025
Reagensi, izuzev za transfuziju | 404-1-110/24-44 | 189 | Laboratorijski testovi i reagensi za aparat multipleks RT PCR - InGenius i BeGenius ili odgovarajući | 42 | Real time PCR kvalitativni test za detekciju DNK toksin A i toksin B gena Clostridium difficile. Monoreagens format. Uzorci: stolica. | RGN233084 | pakovanje | 96 testova | ELITechGroup S.p.A.- Italija | C. difficile ELITe MGB Kit | 204288 | 20% | Elitech SR d.o.o. | 105-6/24 | 08.10.2024 | 08.10.2025
Reagensi, izuzev za transfuziju | 404-1-110/24-44 | 189 | Laboratorijski testovi i reagensi za aparat multipleks RT PCR - InGenius i BeGenius ili odgovarajući | 43 | Clostridium difficile Pozitivna Kontrola | RGN233085 | pakovanje | 8 testova | ELITechGroup S.p.A.- Italija | C. difficile - ELITe Positive Control | 45200 | 20% | Elitech SR d.o.o. | 105-6/24 | 08.10.2024 | 08.10.2025
Reagensi, izuzev za transfuziju | 404-1-110/24-44 | 189 | Laboratorijski testovi i reagensi za aparat multipleks RT PCR - InGenius i BeGenius ili odgovarajući | 44 | Real time PCR kvalitativni test za detekciju patogena Neisseria meningitidis, Streptococcus pneumoniae, Haemophilus influenzae i Haemophilus influenzae tip B. Monoreagens format. Uzorci likvor, puna krv. Limit detekcije N. Meningitidis 34 organizama po ml, S. Pneumoniae 34 organizama po ml, H. Influenzae 95 organizama po ml, H. Influenzae tip B 66 organizama po ml. | RGN233086 | pakovanje | 96 testova | ELITechGroup S.p.A.- Italija | Meningitis Bacterial ELITe MGB Kit | 204288 | 20% | Elitech SR d.o.o. | 105-6/24 | 08.10.2024 | 08.10.2025
Reagensi, izuzev za transfuziju | 404-1-110/24-44 | 189 | Laboratorijski testovi i reagensi za aparat multipleks RT PCR - InGenius i BeGenius ili odgovarajući | 45 | Neisseria meningitidis, Streptococcus pneumoniae, Haemophilus influenzae i Haemophilus influenzae tip B Pozitivna Kontrola. | RGN233087 | pakovanje | 12 testova | ELITechGroup S.p.A.- Italija | Meningitis Bacterial - ELITe Positive Control | 45200 | 20% | Elitech SR d.o.o. | 105-6/24 | 08.10.2024 | 08.10.2025
Reagensi, izuzev za transfuziju | 404-1-110/24-44 | 189 | Laboratorijski testovi i reagensi za aparat multipleks RT PCR - InGenius i BeGenius ili odgovarajući | 46 | Real-time Multiplex PCR kit za detekciju SARS-CoV-2, Influenza A, Influenza B i RSV | RGN233088 | pakovanje | 96 testova | ELITechGroup S.p.A.- Italija | SARS-CoV-2 PLUS ELITe MGB Kit | 216600 | 20% | Elitech SR d.o.o. | 105-6/24 | 08.10.2024 | 08.10.2025
Reagensi, izuzev za transfuziju | 404-1-110/24-44 | 189 | Laboratorijski testovi i reagensi za aparat multipleks RT PCR - InGenius i BeGenius ili odgovarajući | 47 | Pozitivna kontrola za SARS-CoV-2SARS-CoV-2, Influenza A, Influenza B i RSV | RGN233089 | pakovanje | 12 testova | ELITechGroup S.p.A.- Italija | SARS-CoV-2 PLUS - ELITe Positive Control | 78000 | 20% | Elitech SR d.o.o. | 105-6/24 | 08.10.2024 | 08.10.2025
Reagensi, izuzev za transfuziju | 404-1-110/24-44 | 189 | Laboratorijski testovi i reagensi za aparat multipleks RT PCR - InGenius i BeGenius ili odgovarajući | 48 | Real-time PCR kit za amplifikaciju Aspergillus spp. | RGN240854 | pakovanje | 96 testova | ELITechGroup S.p.A.- Italija | Aspergillus spp. ELITe MGB Kit | 179200 | 20% | Elitech SR d.o.o. | 105-6/24 | 08.10.2024 | 08.10.2025
Reagensi, izuzev za transfuziju | 404-1-110/24-44 | 189 | Laboratorijski testovi i reagensi za aparat multipleks RT PCR - InGenius i BeGenius ili odgovarajući | 49 | Aspergillus spp. Pozitivna Kontrola | RGN240855 | pakovanje | 8 testova | ELITechGroup S.p.A.- Italija | Aspergillus spp. - ELITe Positve Control | 39648 | 20% | Elitech SR d.o.o. | 105-6/24 | 08.10.2024 | 08.10.2025
Reagensi, izuzev za transfuziju | 404-1-110/24-44 | 189 | Laboratorijski testovi i reagensi za aparat multipleks RT PCR - InGenius i BeGenius ili odgovarajući | 50 | Aspergillus spp. Standard | RGN240856 | pakovanje | 8 testova | ELITechGroup S.p.A.- Italija | Aspergillus spp. ELITe Standard | 22400 | 20% | Elitech SR d.o.o. | 105-6/24 | 08.10.2024 | 08.10.2025
Reagensi, izuzev za transfuziju | 404-1-110/24-44 | 189 | Laboratorijski testovi i reagensi za aparat multipleks RT PCR - InGenius i BeGenius ili odgovarajući | 51 | Ekstakcioni kertridz 1ml (ELITe InGenius SP 1000) | RGN240857 | pakovanje | 48 testova | ELITechGroup S.p.A.- Italija | ELITe InGenius SP1000 | 68141 | 20% | Elitech SR d.o.o. | 105-6/24 | 08.10.2024 | 08.10.2025
Reagensi, izuzev za transfuziju | 404-1-110/24-44 | 189 | Laboratorijski testovi i reagensi za aparat multipleks RT PCR - InGenius i BeGenius ili odgovarajući | 52 | ELITe InGenius Waste Box (20 boxes) | RGN240861 | pakovanje | 20 komada | ELITechGroup S.p.A.- Italija | ELITe InGenius Waste Box | 10800 | 20% | Elitech SR d.o.o. | 105-6/24 | 08.10.2024 | 08.10.2025
Reagensi, izuzev za transfuziju | 404-1-110/24-44 | 189 | Laboratorijski testovi i reagensi za aparat multipleks RT PCR - InGenius i BeGenius ili odgovarajući | 53 | 1000μL LiHa Disposable Tip, with filter (24x96) | RGN241719 | pakovanje | 24x96 komada | Tecan- Švajcarska | 1000μL LiHa Disposable Tip, with Filter | 189000 | 20% | Elitech SR d.o.o. | 105-6/24 | 08.10.2024 | 08.10.2025
Reagensi, izuzev za transfuziju | 404-1-110/24-44 | 189 | Laboratorijski testovi i reagensi za aparat multipleks RT PCR - InGenius i BeGenius ili odgovarajući | 54 | Real-time PCR kit za amplifikaciju JCV virusa | RGN241720 | pakovanje | 96 testova | ELITechGroup S.p.A.- Italija | JCV ELITe MGB Kit | 179200 | 20% | Elitech SR d.o.o. | 105-6/24 | 08.10.2024 | 08.10.2025
Reagensi, izuzev za transfuziju | 404-1-110/24-44 | 189 | Laboratorijski testovi i reagensi za aparat multipleks RT PCR - InGenius i BeGenius ili odgovarajući | 55 | JCV Pozitivna Kontrola | RGN241721 | pakovanje | 4 testa | ELITechGroup S.p.A.- Italija | JCV - ELITe Positive Control | 39648 | 20% | Elitech SR d.o.o. | 105-6/24 | 08.10.2024 | 08.10.2025
Reagensi, izuzev za transfuziju | 404-1-110/24-44 | 189 | Laboratorijski testovi i reagensi za aparat multipleks RT PCR - InGenius i BeGenius ili odgovarajući | 56 | JCV Standard | RGN241722 | pakovanje | 8 testova | ELITechGroup S.p.A.- Italija | JCV ELITe Standard | 22400 | 20% | Elitech SR d.o.o. | 105-6/24 | 08.10.2024 | 08.10.2025
Reagensi, izuzev za transfuziju | 404-1-110/24-44 | 190 | Laboratorijski testovi i reagensi za aparat T2Dx Instrument | 1 | detekcija nukleinskih kiselina iz uzorka pune krvi i kvalitativna detekcija i identifikacija 6 različitih bakterijskih vrsta Acinetobacter baumannii, Enterococcus faecium, Escherichia coli, Klebsiella pneumoniae, Pseudomonas aeruginosa i Staphylococcus aureus (kertridž, inlet) | RGN214109 | pakovanje | 12 testova | T2 Biosystems Inc | T2 Bacteria Cartridge Kit | 189000 | 20% | Biomedica MP d.o.o. | 105-4/24 | 08.10.2024 | 08.10.2025
Reagensi, izuzev za transfuziju | 404-1-110/24-44 | 190 | Laboratorijski testovi i reagensi za aparat T2Dx Instrument | 2 | detekcija nukleinskih kiselina iz uzorka pune krvi i kvalitativna detekcija i identifikacija 6 različitih bakterijskih vrsta Acinetobacter baumannii, Enterococcus faecium, Escherichia coli, Klebsiella pneumoniae, Pseudomonas aeruginosa i Staphylococcus aureus (reagens) | RGN214110 | pakovanje | 12 testova | T2 Biosystems Inc | T2 Bacteria Reagent Tray Kit | 189000 | 20% | Biomedica MP d.o.o. | 105-4/24 | 08.10.2024 | 08.10.2025
Reagensi, izuzev za transfuziju | 404-1-110/24-44 | 190 | Laboratorijski testovi i reagensi za aparat T2Dx Instrument | 3 | Pozitivni kontrolni kit za bakterije(AbSaKp Buffer-Based Control, EcPaEfm Bufer-based control) | RGN214111 | pakovanje | 2x4 testa | T2 Biosystems Inc | T2 Bacteria Positive External Control Kit | 25725 | 20% | Biomedica MP d.o.o. | 105-4/24 | 08.10.2024 | 08.10.2025
Reagensi, izuzev za transfuziju | 404-1-110/24-44 | 190 | Laboratorijski testovi i reagensi za aparat T2Dx Instrument | 4 | Negativni kontrolni kit za bakterije | RGN214112 | pakovanje | 8 testova | T2 Biosystems Inc | T2 Bacteria Negative External Control Kit | 25200 | 20% | Biomedica MP d.o.o. | 105-4/24 | 08.10.2024 | 08.10.2025
Reagensi, izuzev za transfuziju | 404-1-110/24-44 | 190 | Laboratorijski testovi i reagensi za aparat T2Dx Instrument | 5 | detekcija nukleinskih kiselina iz uzorka pune krvi i kvalitativna detekcija i identifikacija gljiva Candida albicans / Candida tropicalis, Candida parapsilosis i Candida glabrata / Candida krusei.1. Nivo detektibilnosti 1 CFU/ml uzorka (kertrdž, inlet) | RGN214113 | pakovanje | 12 testova | T2 Biosystems Inc | T2 Candida 1.1.Cartridge Kit | 189000 | 20% | Biomedica MP d.o.o. | 105-4/24 | 08.10.2024 | 08.10.2025
Reagensi, izuzev za transfuziju | 404-1-110/24-44 | 190 | Laboratorijski testovi i reagensi za aparat T2Dx Instrument | 6 | detekcija nukleinskih kiselina iz uzorka pune krvi i kvalitativna detekcija i identifikacija gljiva Candida albicans / Candida tropicalis, Candida parapsilosis i Candida glabrata / Candida krusei.1. Nivo detektibilnosti 1 CFU/ml uzorka (reagens) | RGN214114 | pakovanje | 12 testova | T2 Biosystems Inc | T2 Candida 1.1.Reagent Kit | 189000 | 20% | Biomedica MP d.o.o. | 105-4/24 | 08.10.2024 | 08.10.2025
Reagensi, izuzev za transfuziju | 404-1-110/24-44 | 190 | Laboratorijski testovi i reagensi za aparat T2Dx Instrument | 7 | Pozitivni kontrolni kit za gljivice (APG Blood-based control, TPK Blood-based control) | RGN214115 | pakovanje | 2x2 testa | T2 Biosystems Inc | T2 Candida 1.1.Qcheck Positive Kit | 23100 | 20% | Biomedica MP d.o.o. | 105-4/24 | 08.10.2024 | 08.10.2025
Reagensi, izuzev za transfuziju | 404-1-110/24-44 | 190 | Laboratorijski testovi i reagensi za aparat T2Dx Instrument | 8 | Negativni kontrolni kit za gljivice | RGN214116 | pakovanje | 8 testova | T2 Biosystems Inc | T2 DX QCheck Negative Kit | 14700 | 20% | Biomedica MP d.o.o. | 105-4/24 | 08.10.2024 | 08.10.2025
Reagensi, izuzev za transfuziju | 404-1-110/24-44 | 190 | Laboratorijski testovi i reagensi za aparat T2Dx Instrument | 9 | Detekcija molekularnih markera antimikrobne rezistencije iz uzorka pune krvi, kategorisanih u sedam grupa - blaKPC, blaCTX-M14/15, blaNDM/blaVIM/blaIMP,blaOXA-48 group, vanA/vanB, mecA/mecB, AmpC(blaCMY/blaDHA) REAGENS | RGN214117 | pakovanje | 12 testova | T2 Biosystems Inc | T2Resistance Reagent trays | 189000 | 20% | Biomedica MP d.o.o. | 105-4/24 | 08.10.2024 | 08.10.2025
Reagensi, izuzev za transfuziju | 404-1-110/24-44 | 190 | Laboratorijski testovi i reagensi za aparat T2Dx Instrument | 10 | Detekcija molekularnih markera antimikrobne rezistencije iz uzorka pune krvi, kategorisanih u sedam grupa - blaKPC, blaCTX-M14/15, blaNDM/blaVIM/blaIMP,blaOXA-48 group, vanA/vanB, mecA/mecB, AmpC(blaCMY/blaDHA) KARTRIDŽ | RGN214118 | pakovanje | 12 testova | T2 Biosystems Inc | T2Resistance Cartridge trays | 189000 | 20% | Biomedica MP d.o.o. | 105-4/24 | 08.10.2024 | 08.10.2025
Reagensi, izuzev za transfuziju | 404-1-110/24-44 | 190 | Laboratorijski testovi i reagensi za aparat T2Dx Instrument | 11 | T2Resistance Qcheck negativna kontrola | RGN214119 | pakovanje | 8 testova | T2 Biosystems Inc | T2Resistance Qcheck negative trays | 25200 | 20% | Biomedica MP d.o.o. | 105-4/24 | 08.10.2024 | 08.10.2025
Reagensi, izuzev za transfuziju | 404-1-110/24-44 | 190 | Laboratorijski testovi i reagensi za aparat T2Dx Instrument | 12 | T2Resistance Qchek pozitivna kontrola | RGN214120 | pakovanje | 8 testova | T2 Biosystems Inc | T2Resistance Qcheck positive trays | 25200 | 20% | Biomedica MP d.o.o. | 105-4/24 | 08.10.2024 | 08.10.2025
Reagensi, izuzev za transfuziju | 404-1-110/24-44 | 191 | Laboratorijski testovi i reagensi za aparat Vitek 2 i VITEK 2 Compact | 1 | VITEK 2 cards | RGN214189 | pakovanje | 20 kartica | bioMerieux, Francuska | VITEK 2 ID CARD, VITEK 2 AST CARD | 29760 | 20% | Yunycom d.o.o. | 105-26/24 | 08.10.2024 | 08.10.2025
Reagensi, izuzev za transfuziju | 404-1-110/24-44 | 191 | Laboratorijski testovi i reagensi za aparat Vitek 2 i VITEK 2 Compact | 2 | SMALL DISPENSER | RGN214190 | pakovanje | 1 komad | bioMerieux, Francuska | SMALL DISPENSER 1 | 53930 | 20% | Yunycom d.o.o. | 105-26/24 | 08.10.2024 | 08.10.2025
Reagensi, izuzev za transfuziju | 404-1-110/24-44 | 191 | Laboratorijski testovi i reagensi za aparat Vitek 2 i VITEK 2 Compact | 3 | PIPETTE TIPS - 100 - 1000 UL | RGN214191 | pakovanje | 96 komad | bioMerieux, Francuska | PIPETTE TIPS - 100 - 1000 UL | 2050 | 20% | Yunycom d.o.o. | 105-26/24 | 08.10.2024 | 08.10.2025
Reagensi, izuzev za transfuziju | 404-1-110/24-44 | 191 | Laboratorijski testovi i reagensi za aparat Vitek 2 i VITEK 2 Compact | 4 | PIPETTE TIPS 0,5 - 250UL | RGN214192 | pakovanje | 96 komad | bioMerieux, Francuska | PIPETTE TIPS 0.5 - 250UL | 2050 | 20% | Yunycom d.o.o. | 105-26/24 | 08.10.2024 | 08.10.2025
Reagensi, izuzev za transfuziju | 404-1-110/24-44 | 191 | Laboratorijski testovi i reagensi za aparat Vitek 2 i VITEK 2 Compact | 5 | Vitek2 pipet 145 µL G- | RGN214193 | pakovanje | 1 komad | bioMerieux, Francuska | PIPETTE 145MCL FIXED VOLUME | 38500 | 20% | Yunycom d.o.o. | 105-26/24 | 08.10.2024 | 08.10.2025
Reagensi, izuzev za transfuziju | 404-1-110/24-44 | 191 | Laboratorijski testovi i reagensi za aparat Vitek 2 i VITEK 2 Compact | 6 | Vitek2 pipet 280 µL G+ | RGN214194 | pakovanje | 1 komad | bioMerieux, Francuska | PIPETTE 280MCL FIXED VOLUME | 38500 | 20% | Yunycom d.o.o. | 105-26/24 | 08.10.2024 | 08.10.2025
Reagensi, izuzev za transfuziju | 404-1-110/24-44 | 191 | Laboratorijski testovi i reagensi za aparat Vitek 2 i VITEK 2 Compact | 7 | SUSPENSION SOLUTION | RGN214195 | pakovanje | 3 x 500 ml | bioMerieux, Francuska | SALINE SOLUTION 3X500ML | 3300 | 20% | Yunycom d.o.o. | 105-26/24 | 08.10.2024 | 08.10.2025
Reagensi, izuzev za transfuziju | 404-1-110/24-44 | 191 | Laboratorijski testovi i reagensi za aparat Vitek 2 i VITEK 2 Compact | 8 | UNSENSITIZED TUBES | RGN214196 | pakovanje | 1х2000 ком | bioMerieux, Francuska | UNSENSITIZED TUBES 1X2000 | 13400 | 20% | Yunycom d.o.o. | 105-26/24 | 08.10.2024 | 08.10.2025
Reagensi, izuzev za transfuziju | 404-1-110/24-44 | 191 | Laboratorijski testovi i reagensi za aparat Vitek 2 i VITEK 2 Compact | 9 | Set za kalibraciju | RGN214197 | komad | 1 komad | bioMerieux, Francuska | KIT DENSICHEK PLUS STANDARDS | 21610 | 20% | Yunycom d.o.o. | 105-26/24 | 08.10.2024 | 08.10.2025
Reagensi, izuzev za transfuziju | 404-1-110/24-44 | 191 | Laboratorijski testovi i reagensi za aparat Vitek 2 i VITEK 2 Compact | 10 | saling bag | RGN214198 | pakovanje | 1 komad | bioMerieux, Francuska | VITEK 2 0.45% Sodium Chloride Diluent | 44220 | 20% | Yunycom d.o.o. | 105-26/24 | 08.10.2024 | 08.10.2025
Reagensi, izuzev za transfuziju | 404-1-110/24-44 | 191 | Laboratorijski testovi i reagensi za aparat Vitek 2 i VITEK 2 Compact | 11 | ACCESSORY KIT | RGN214199 | pakovanje | 1 komad | bioMerieux, Francuska | ACCESSORY KIT VTK2 PIP/DIL | 40040 | 20% | Yunycom d.o.o. | 105-26/24 | 08.10.2024 | 08.10.2025
Reagensi, izuzev za transfuziju | 404-1-110/24-44 | 192 | Laboratorijski testovi i reagensi za Western blot metod-1 | 1 | Western Bloot za HCV a 20 testova | RGN214200 | pakovanje | 20 testova | Mikrogen GmBH | recomLine HCV IgG | 64000 | 20% | Biomedica MP d.o.o. | 105-4/24 | 08.10.2024 | 08.10.2025
Reagensi, izuzev za transfuziju | 404-1-110/24-44 | 192 | Laboratorijski testovi i reagensi za Western blot metod-1 | 2 | Western Blot za HIV a 20 testova | RGN214201 | pakovanje | 20 testova | Mikrogen GmBH | recomLine HIV-1&HIV-2IgG | 64000 | 20% | Biomedica MP d.o.o. | 105-4/24 | 08.10.2024 | 08.10.2025
Reagensi, izuzev za transfuziju | 404-1-110/24-44 | 193 | Laboratorijski testovi i reagensi za Western blot metod-2 | 1 | Western Bloot Echinococcosis | RGN214202 | pakovanje | 24 теста | LDBio Diagnostic | ECHINOCOCCUS WB IgG CE | 72000 | 20% | Uni-chem d.o.o. | 105-24/24 | 08.10.2024 | 08.10.2025
Reagensi, izuzev za transfuziju | 404-1-110/24-44 | 193 | Laboratorijski testovi i reagensi za Western blot metod-2 | 2 | Multi kanalna polipropilenska kadica za inkubaciju mini – blotova ( LDBIO # WBPP – 8 ili ekvivalent) | RGN214203 | pakovanje | 1 | LDBio Diagnostic | INCUBATION TRAY 8 CHANNELS | 2600 | 20% | Uni-chem d.o.o. | 105-24/24 | 08.10.2024 | 08.10.2025
Reagensi, izuzev za transfuziju | 404-1-110/24-44 | 194 | Laboratorijski testovi i reagensi za Phoenix 100 - Becton Dickinosaparat | 1 | ID broth | RGN214204 | pakovanje | 100 | Becton Dickinson (BD) | ID Broth | 28460 | 20% | Vicor d.o.o. & Teamedical d.o.o. | 105-32/24 | 08.10.2024 | 08.10.2025
Reagensi, izuzev za transfuziju | 404-1-110/24-44 | 194 | Laboratorijski testovi i reagensi za Phoenix 100 - Becton Dickinosaparat | 2 | AST BROTH | RGN214205 | pakovanje | 100 | Becton Dickinson (BD) | AST Broth | 13570 | 20% | Vicor d.o.o. & Teamedical d.o.o. | 105-32/24 | 08.10.2024 | 08.10.2025
Reagensi, izuzev za transfuziju | 404-1-110/24-44 | 194 | Laboratorijski testovi i reagensi za Phoenix 100 - Becton Dickinosaparat | 3 | AST - S BROTH | RGN214206 | pakovanje | 100 | Becton Dickinson (BD) | AST S Broth | 23630 | 20% | Vicor d.o.o. & Teamedical d.o.o. | 105-32/24 | 08.10.2024 | 08.10.2025
Reagensi, izuzev za transfuziju | 404-1-110/24-44 | 194 | Laboratorijski testovi i reagensi za Phoenix 100 - Becton Dickinosaparat | 4 | AST - Indicator (10 x 6 ml) | RGN214207 | pakovanje | 10 | Becton Dickinson (BD) | AST Indicator | 24725 | 20% | Vicor d.o.o. & Teamedical d.o.o. | 105-32/24 | 08.10.2024 | 08.10.2025
Reagensi, izuzev za transfuziju | 404-1-110/24-44 | 194 | Laboratorijski testovi i reagensi za Phoenix 100 - Becton Dickinosaparat | 5 | AST - S indicator | RGN214208 | pakovanje | 10 | Becton Dickinson (BD) | AST S Indicator | 27945 | 20% | Vicor d.o.o. & Teamedical d.o.o. | 105-32/24 | 08.10.2024 | 08.10.2025
Reagensi, izuzev za transfuziju | 404-1-110/24-44 | 194 | Laboratorijski testovi i reagensi za Phoenix 100 - Becton Dickinosaparat | 6 | Panel PX NMIC/ID-402, 25 testa | RGN214209 | pakovanje | 25 | Becton Dickinson (BD) | Panel PX NMIC/ID-402 | 48300 | 20% | Vicor d.o.o. & Teamedical d.o.o. | 105-32/24 | 08.10.2024 | 08.10.2025
Reagensi, izuzev za transfuziju | 404-1-110/24-44 | 194 | Laboratorijski testovi i reagensi za Phoenix 100 - Becton Dickinosaparat | 7 | Panel PX PMIC/ID-90, 25 testa | RGN214210 | pakovanje | 25 | Becton Dickinson (BD) | Panel PX PMIC/ID-90 | 48300 | 20% | Vicor d.o.o. & Teamedical d.o.o. | 105-32/24 | 08.10.2024 | 08.10.2025
Reagensi, izuzev za transfuziju | 404-1-110/24-44 | 194 | Laboratorijski testovi i reagensi za Phoenix 100 - Becton Dickinosaparat | 8 | Panel PX SMIC/ID-11, 25 testa | RGN214211 | pakovanje | 25 | Becton Dickinson (BD) | Panel PX SMIC/ID-11 | 52325 | 20% | Vicor d.o.o. & Teamedical d.o.o. | 105-32/24 | 08.10.2024 | 08.10.2025
Reagensi, izuzev za transfuziju | 404-1-110/24-44 | 194 | Laboratorijski testovi i reagensi za Phoenix 100 - Becton Dickinosaparat | 9 | Panel YID, 25 testa | RGN214212 | pakovanje | 25 | Becton Dickinson (BD) | Panel PX YID | 52325 | 20% | Vicor d.o.o. & Teamedical d.o.o. | 105-32/24 | 08.10.2024 | 08.10.2025
Reagensi, izuzev za transfuziju | 404-1-110/24-44 | 194 | Laboratorijski testovi i reagensi za Phoenix 100 - Becton Dickinosaparat | 10 | BD Phoenix Gram Negative Emerge Panel NMIC 474 | RGN233103 | pakovanje | 25 testova | Becton Dickinson (BD) | Panel PX NMIC-474 | 64860 | 20% | Vicor d.o.o. & Teamedical d.o.o. | 105-32/24 | 08.10.2024 | 08.10.2025
Reagensi, izuzev za transfuziju | 404-1-110/24-44 | 194 | Laboratorijski testovi i reagensi za Phoenix 100 - Becton Dickinosaparat | 11 | BD Phoenix Gram Negative Emerge Panel NMIC 475 | RGN233104 | pakovanje | 25 testova | Becton Dickinson (BD) | Panel PX NMIC-475 | 64860 | 20% | Vicor d.o.o. & Teamedical d.o.o. | 105-32/24 | 08.10.2024 | 08.10.2025
Reagensi, izuzev za transfuziju | 404-1-110/24-44 | 195 | Laboratorijski testovi i reagensi za aparat STAT FAX 303+ Eliza čitač | 1 | ELIZA testovi za Citomegalo virus Ig G – kvantitativno, supstrat pNPP, mogućnost aplikacije na ELIZA aparat STAT-FAX 303+ | RGN214213 | pakovanje | 96 testova | Institut Virion/Serion Nemačka | SERION ELISA Cytomegalovirus IgG | 18513 | 20% | Neomedica d.o.o. | 105-19/24 | 08.10.2024 | 08.10.2025
Reagensi, izuzev za transfuziju | 404-1-110/24-44 | 195 | Laboratorijski testovi i reagensi za aparat STAT FAX 303+ Eliza čitač | 2 | ELIZA testovi za Citomegalo virus Ig M – kvantitativno, supstrat pNPP, mogućnost aplikacije na ELIZA aparat STAT-FAX 303+ | RGN214214 | pakovanje | 96 testova | Institut Virion/Serion Nemačka | SERION ELISA Cytomegalovirus IgM | 18513 | 20% | Neomedica d.o.o. | 105-19/24 | 08.10.2024 | 08.10.2025
Reagensi, izuzev za transfuziju | 404-1-110/24-44 | 195 | Laboratorijski testovi i reagensi za aparat STAT FAX 303+ Eliza čitač | 3 | ELIZA testovi za Toxoplasma gondii IgG –kvantitativno, supstrat pNPP, mogućnost aplikacije na ELIZA aparat STAT-FAX 303+ | RGN214215 | pakovanje | 96 testova | Institut Virion/Serion Nemačka | SERION ELISA Toxoplasma gondii IgG | 18144.5 | 20% | Neomedica d.o.o. | 105-19/24 | 08.10.2024 | 08.10.2025
Reagensi, izuzev za transfuziju | 404-1-110/24-44 | 195 | Laboratorijski testovi i reagensi za aparat STAT FAX 303+ Eliza čitač | 4 | ELIZA testovi za Toxoplasma gondii IgM –kvantitativno, supstrat pNPP, mogućnost aplikacije na ELIZA aparat STAT-FAX 303+ | RGN214216 | pakovanje | 96 testova | Institut Virion/Serion Nemačka | SERION ELISA Toxoplasma gondii IgM | 18144.5 | 20% | Neomedica d.o.o. | 105-19/24 | 08.10.2024 | 08.10.2025
Reagensi, izuzev za transfuziju | 404-1-110/24-44 | 195 | Laboratorijski testovi i reagensi za aparat STAT FAX 303+ Eliza čitač | 5 | RF – absorbens - T – 200 za ELIZA testove | RGN214217 | pakovanje | 20 mL | Institut Virion/Serion Nemačka | SERION RF Absorbent | 3040 | 20% | Neomedica d.o.o. | 105-19/24 | 08.10.2024 | 08.10.2025
Reagensi, izuzev za transfuziju | 404-1-110/24-44 | 195 | Laboratorijski testovi i reagensi za aparat STAT FAX 303+ Eliza čitač | 6 | HBS AG ONE VERSION ULTRA | RGN233105 | pakovanje | 96 testova | Dia.Pro Diagnostic Bioprobes S.r.l. Italija | Hbs Ag one Version ULTRA | 17232 | 20% | Neomedica d.o.o. | 105-19/24 | 08.10.2024 | 08.10.2025
Reagensi, izuzev za transfuziju | 404-1-110/24-44 | 195 | Laboratorijski testovi i reagensi za aparat STAT FAX 303+ Eliza čitač | 7 | HCV AB (SCREENING) | RGN233106 | pakovanje | 96 testova | Dia.Pro Diagnostic Bioprobes S.r.l. Italija | HCV Ab | 22646 | 20% | Neomedica d.o.o. | 105-19/24 | 08.10.2024 | 08.10.2025
Reagensi, izuzev za transfuziju | 404-1-110/24-44 | 195 | Laboratorijski testovi i reagensi za aparat STAT FAX 303+ Eliza čitač | 8 | HIV AB & AG (SCREENING) | RGN233107 | pakovanje | 96 testova | Dia.Pro Diagnostic Bioprobes S.r.l. Italija | HIV Ab&Ag | 22646 | 20% | Neomedica d.o.o. | 105-19/24 | 08.10.2024 | 08.10.2025
Reagensi, izuzev za transfuziju | 404-1-110/24-44 | 195 | Laboratorijski testovi i reagensi za aparat STAT FAX 303+ Eliza čitač | 9 | SYPHILIS AB VERSION ULTRA | RGN233108 | pakovanje | 96 testova | Dia.Pro Diagnostic Bioprobes S.r.l. Italija | Syphilis Ab Version ULTRA | 17683 | 20% | Neomedica d.o.o. | 105-19/24 | 08.10.2024 | 08.10.2025
Reagensi, izuzev za transfuziju | 404-1-110/24-44 | 196 | Laboratorijski testovi i reagensi za aparat VITEK MS - MALDI-TOF (AutoID) | 1 | 410893 VITEK MS-DS SLIDE | RGN214218 | pakovanje | 8*4 slide | bioMerieux, Francuska | VITEK MS-DS | 51550 | 20% | Yunycom d.o.o. | 105-26/24 | 08.10.2024 | 08.10.2025
Reagensi, izuzev za transfuziju | 404-1-110/24-44 | 196 | Laboratorijski testovi i reagensi za aparat VITEK MS - MALDI-TOF (AutoID) | 2 | 411071 VITEK MS-CHCA | RGN214219 | pakovanje | 5*0,5 ml | bioMerieux, Francuska | VITEK MS-CHCA | 7930 | 20% | Yunycom d.o.o. | 105-26/24 | 08.10.2024 | 08.10.2025
Reagensi, izuzev za transfuziju | 404-1-110/24-44 | 196 | Laboratorijski testovi i reagensi za aparat VITEK MS - MALDI-TOF (AutoID) | 3 | Vitek MS- FA (5x0,5ml) ili odgovarajuće | RGN214220 | pakovanje | 5*0,5 ml | bioMerieux, Francuska | VITEK MS-FA | 7930 | 20% | Yunycom d.o.o. | 105-26/24 | 08.10.2024 | 08.10.2025
Reagensi, izuzev za transfuziju | 404-1-110/24-44 | 196 | Laboratorijski testovi i reagensi za aparat VITEK MS - MALDI-TOF (AutoID) | 4 | Test za identifikaciju bakterija (MYCOBACTERIA/ NOCARDIA), kompatibilno sa aparatom VITEK MS | RGN214221 | pakovanje | 100 testova | bioMerieux, Francuska | VITEK MS MYCOB/NOCARDIA KIT | 71500 | 20% | Yunycom d.o.o. | 105-26/24 | 08.10.2024 | 08.10.2025
Reagensi, izuzev za transfuziju | 404-1-110/24-44 | 196 | Laboratorijski testovi i reagensi za aparat VITEK MS - MALDI-TOF (AutoID) | 5 | Test za identifikaciju gljiva (MOULDE), kompatibilno sa aparatom VITEK MS | RGN214222 | pakovanje | 100 testova | bioMerieux, Francuska | VITEK MS MOULD KIT | 52800 | 20% | Yunycom d.o.o. | 105-26/24 | 08.10.2024 | 08.10.2025
Reagensi, izuzev za transfuziju | 404-1-110/24-44 | 196 | Laboratorijski testovi i reagensi za aparat VITEK MS - MALDI-TOF (AutoID) | 6 | VITEK MS dodatak (LIQUID MYCOSUPPLEMENTAL KIT) | RGN214223 | pakovanje | 100 testova | bioMerieux, Francuska | VITEK MS LIQUID MYCO SUPPLEMENTAL KIT | 14520 | 20% | Yunycom d.o.o. | 105-26/24 | 08.10.2024 | 08.10.2025
Reagensi, izuzev za transfuziju | 404-1-110/24-44 | 197 | Laboratorijski testovi i reagensi za aparat Sacace RT-PCR SaCycler | 1 | PCR REAL TIME BORRELIA BURGDORFERI | RGN214224 | pakovanje | 50 | Sacace Biotechnologies | Borrelia burgdorferi sensu lato Real-TM - Real Time PCR kit | 68510.2 | 20% | Promedia d.o.o. | 105-21/24 | 08.10.2024 | 08.10.2025
Reagensi, izuzev za transfuziju | 404-1-110/24-44 | 197 | Laboratorijski testovi i reagensi za aparat Sacace RT-PCR SaCycler | 2 | PCR REAL TIME HCV KVALITATIVNI | RGN214225 | pakovanje | 100 | Sacace Biotechnologies | HCV Real-TM Qual - Real Time PCR Test for detection of HCV (25 μl Reaction Mix) | 66550 | 20% | Promedia d.o.o. | 105-21/24 | 08.10.2024 | 08.10.2025
Reagensi, izuzev za transfuziju | 404-1-110/24-44 | 197 | Laboratorijski testovi i reagensi za aparat Sacace RT-PCR SaCycler | 3 | PCR REAL TIME HELICOB. PYLORI | RGN214226 | pakovanje | 50 | Sacace Biotechnologies | Helicobacter pylori Real-TM - Real Time PCR kit | 68510.2 | 20% | Promedia d.o.o. | 105-21/24 | 08.10.2024 | 08.10.2025
Reagensi, izuzev za transfuziju | 404-1-110/24-44 | 197 | Laboratorijski testovi i reagensi za aparat Sacace RT-PCR SaCycler | 4 | RT PCR HCV kvantitativni DX | RGN214227 | pakovanje | 96 | Sacace Biotechnologies | HCV Real-TM Quant Dx - Real Time PCR Test for quantitative detection of HCV - 50 μl Reaction Mix | 179055.8 | 20% | Promedia d.o.o. | 105-21/24 | 08.10.2024 | 08.10.2025
Reagensi, izuzev za transfuziju | 404-1-110/24-44 | 197 | Laboratorijski testovi i reagensi za aparat Sacace RT-PCR SaCycler | 5 | Magno-Virus - For rapid magnetic purification of viral RNA and DNA | RGN214228 | pakovanje | 100 | Sacace Biotechnologies | Magno-Virus - For rapid magnetic purification of viral RNA and DNA | 78432.2 | 20% | Promedia d.o.o. | 105-21/24 | 08.10.2024 | 08.10.2025
Reagensi, izuzev za transfuziju | 404-1-110/24-44 | 197 | Laboratorijski testovi i reagensi za aparat Sacace RT-PCR SaCycler | 6 | Real-time PCR, Chlamydia trachomatis,/Ureaplasma /Mycoplasma hominis/Mycoplasma genitalium | RGN214229 | pakovanje | 100 | Sacace Biotechnologies | С.trachomatis/Ureapl./M.hominis/M.genitalium Real-TM | 174215.8 | 20% | Promedia d.o.o. | 105-21/24 | 08.10.2024 | 08.10.2025
Reagensi, izuzev za transfuziju | 404-1-110/24-44 | 197 | Laboratorijski testovi i reagensi za aparat Sacace RT-PCR SaCycler | 7 | RT PCR HBV Dx kvantitativni | RGN220829 | pakovanje | 96 | Sacace Biotechnologies | HBV Real-TM Quant Dx - Real Time PCR Test for quantitative detection of HBV | 194800.32 | 20% | Promedia d.o.o. | 105-21/24 | 08.10.2024 | 08.10.2025
Reagensi, izuzev za transfuziju | 404-1-110/24-44 | 197 | Laboratorijski testovi i reagensi za aparat Sacace RT-PCR SaCycler | 8 | RT PCR HPV High risk screen | RGN220830 | pakovanje | 100 | Sacace Biotechnologies | HPV 14 Screen & 16,18,45 Typing Real-TM Quant | 168117.4 | 20% | Promedia d.o.o. | 105-21/24 | 08.10.2024 | 08.10.2025
Reagensi, izuzev za transfuziju | 404-1-110/24-44 | 197 | Laboratorijski testovi i reagensi za aparat Sacace RT-PCR SaCycler | 9 | RT PCR West Nile virus | RGN214232 | pakovanje | 50 | Sacace Biotechnologies | West Nile Virus Real-TM - Real Time PCR test for detection of WNV | 68510.2 | 20% | Promedia d.o.o. | 105-21/24 | 08.10.2024 | 08.10.2025
Reagensi, izuzev za transfuziju | 404-1-110/24-44 | 197 | Laboratorijski testovi i reagensi za aparat Sacace RT-PCR SaCycler | 10 | HCV Genotype Plus Real TM PCR | RGN214233 | pakovanje | 50 | Sacace Biotechnologies | HCV Genotype Plus Real-TM - Real Time PCR kit for detection of 1a,1b, 2, 3a, 4, 5a, 6 genotypes | 224939 | 20% | Promedia d.o.o. | 105-21/24 | 08.10.2024 | 08.10.2025
Reagensi, izuzev za transfuziju | 404-1-110/24-44 | 197 | Laboratorijski testovi i reagensi za aparat Sacace RT-PCR SaCycler | 11 | Ribo-Sorb - RNA/DNA purification kit from plasma, serum, liquor, tissue, feces, etc. | RGN214234 | pakovanje | 100 | Sacace Biotechnologies | Ribo-Sorb - RNA/DNA purification kit from plasma, serum, liquor, tissue, feces, etc. | 29826.5 | 20% | Promedia d.o.o. | 105-21/24 | 08.10.2024 | 08.10.2025
Reagensi, izuzev za transfuziju | 404-1-110/24-44 | 197 | Laboratorijski testovi i reagensi za aparat Sacace RT-PCR SaCycler | 12 | T.vaginalis/ N. gonorrhoeae Real-TM-Real Time PCR | RGN214235 | pakovanje | 100 | Sacace Biotechnologies | T. vaginalis/N.gonorrhoeae Real-TM | 149084.1 | 20% | Promedia d.o.o. | 105-21/24 | 08.10.2024 | 08.10.2025
Reagensi, izuzev za transfuziju | 404-1-110/24-44 | 197 | Laboratorijski testovi i reagensi za aparat Sacace RT-PCR SaCycler | 13 | RT PCR Legionela Pnumophila | RGN214236 | pakovanje | 50 | Sacace Biotechnologies | Legionella pneumophila Real-TM - Real Time PCR kit | 68510.2 | 20% | Promedia d.o.o. | 105-21/24 | 08.10.2024 | 08.10.2025
Reagensi, izuzev za transfuziju | 404-1-110/24-44 | 197 | Laboratorijski testovi i reagensi za aparat Sacace RT-PCR SaCycler | 14 | RT PCR Clamydia pneumoniae /Mycoplasma pneumoniae | RGN214237 | pakovanje | 50 | Sacace Biotechnologies | Mycoplasma pneumoniae / Chl. pneumoniae Real-TM - Real Time PCR kit | 85861.6 | 20% | Promedia d.o.o. | 105-21/24 | 08.10.2024 | 08.10.2025
Reagensi, izuzev za transfuziju | 404-1-110/24-44 | 197 | Laboratorijski testovi i reagensi za aparat Sacace RT-PCR SaCycler | 15 | RT PCR HIV kvantitativni DX | RGN214238 | pakovanje | 96 | Sacace Biotechnologies | HIV Real-TM Quant Dx - Real Time PCR Test for quantitative detection of HIV - viral load detection | 196189.4 | 20% | Promedia d.o.o. | 105-21/24 | 08.10.2024 | 08.10.2025
Reagensi, izuzev za transfuziju | 404-1-110/24-44 | 197 | Laboratorijski testovi i reagensi za aparat Sacace RT-PCR SaCycler | 16 | RT PCR Bacillus anthracis | RGN214239 | pakovanje | 50 | Sacace Biotechnologies | Bacillus anthracis Real-TM, Real Time PCR kit | 70906 | 20% | Promedia d.o.o. | 105-21/24 | 08.10.2024 | 08.10.2025
Reagensi, izuzev za transfuziju | 404-1-110/24-44 | 197 | Laboratorijski testovi i reagensi za aparat Sacace RT-PCR SaCycler | 17 | RT PCR Herpes simplex I/II tipizacija | RGN214240 | pakovanje | 100 | Sacace Biotechnologies | HSV 1/2 Typing Real-TM Real Time PCR kit | 79460.7 | 20% | Promedia d.o.o. | 105-21/24 | 08.10.2024 | 08.10.2025
Reagensi, izuzev za transfuziju | 404-1-110/24-44 | 197 | Laboratorijski testovi i reagensi za aparat Sacace RT-PCR SaCycler | 18 | RT PCR BK/JC viruse | RGN214241 | pakovanje | 100 | Sacace Biotechnologies | JCV/BKV Virus Real-TM Quant | 136560.6 | 20% | Promedia d.o.o. | 105-21/24 | 08.10.2024 | 08.10.2025
Reagensi, izuzev za transfuziju | 404-1-110/24-44 | 197 | Laboratorijski testovi i reagensi za aparat Sacace RT-PCR SaCycler | 19 | DNA/RNA-Prep (RNA/DNA purification kit from plasma, serum, liquor, tissue, feces, etc) | RGN214242 | pakovanje | 100 | Sacace Biotechnologies | DNA/RNA-Prep NA (RNA/DNA purification kit from swabs, plasma, tissue, feces, etc) | 32004.5 | 20% | Promedia d.o.o. | 105-21/24 | 08.10.2024 | 08.10.2025
Reagensi, izuzev za transfuziju | 404-1-110/24-44 | 197 | Laboratorijski testovi i reagensi za aparat Sacace RT-PCR SaCycler | 20 | RT PCR Pnumocystis carini | RGN214243 | pakovanje | 50 | Sacace Biotechnologies | Pneumocystis jirovecii (carinii) Real-TM | 71184.3 | 20% | Promedia d.o.o. | 105-21/24 | 08.10.2024 | 08.10.2025
Reagensi, izuzev za transfuziju | 404-1-110/24-44 | 197 | Laboratorijski testovi i reagensi za aparat Sacace RT-PCR SaCycler | 21 | RT PCR Cryptococcus neoformans | RGN214244 | pakovanje | 100 | Sacace Biotechnologies | Cryptococcus neoformans Real-TM - Real Time PCR Test for detection of Cryptococcus neoformans | 99341 | 20% | Promedia d.o.o. | 105-21/24 | 08.10.2024 | 08.10.2025
Reagensi, izuzev za transfuziju | 404-1-110/24-44 | 197 | Laboratorijski testovi i reagensi za aparat Sacace RT-PCR SaCycler | 22 | kit za ekstrakciju nukleinskih kiselina za detekciju B. burgdorferi | RGN214245 | pakovanje | 100 | Sacace Biotechnologies | DNA/RNA-Prep NA (RNA/DNA purification kit from swabs, plasma, tissue, feces, etc) | 31460 | 20% | Promedia d.o.o. | 105-21/24 | 08.10.2024 | 08.10.2025
Reagensi, izuzev za transfuziju | 404-1-110/24-44 | 197 | Laboratorijski testovi i reagensi za aparat Sacace RT-PCR SaCycler | 23 | kit za ekstrakciju nukleinskih kiselina za detekciju HCV-a | RGN214246 | pakovanje | 100 | Sacace Biotechnologies | Ribo-Sorb - RNA/DNA purification kit from plasma, serum, liquor, tissue, feces, etc. | 29040 | 20% | Promedia d.o.o. | 105-21/24 | 08.10.2024 | 08.10.2025
Reagensi, izuzev za transfuziju | 404-1-110/24-44 | 197 | Laboratorijski testovi i reagensi za aparat Sacace RT-PCR SaCycler | 24 | kit za ekstrakciju nukleinskih kiselina za detekciju H. pilory | RGN214247 | pakovanje | 100 | Sacace Biotechnologies | DNA/RNA-Prep NA (RNA/DNA purification kit from swabs, plasma, tissue, feces, etc) | 31460 | 20% | Promedia d.o.o. | 105-21/24 | 08.10.2024 | 08.10.2025
Reagensi, izuzev za transfuziju | 404-1-110/24-44 | 197 | Laboratorijski testovi i reagensi za aparat Sacace RT-PCR SaCycler | 25 | kit za ekstrakciju nukleinskih kiselina za detekciju seksualno prenosivih bolesti | RGN214248 | pakovanje | 100 | Sacace Biotechnologies | DNA-Sorb-A - DNA Extraction Kit from clinical material (smears,scrapes, urine) | 26620 | 20% | Promedia d.o.o. | 105-21/24 | 08.10.2024 | 08.10.2025
Reagensi, izuzev za transfuziju | 404-1-110/24-44 | 197 | Laboratorijski testovi i reagensi za aparat Sacace RT-PCR SaCycler | 26 | kit za ekstrakciju nukleinskih kiselina za detekciju HBV-a | RGN214249 | pakovanje | 100 | Sacace Biotechnologies | Ribo-Sorb - RNA/DNA purification kit from plasma, serum, liquor, tissue, feces, etc. | 29040 | 20% | Promedia d.o.o. | 105-21/24 | 08.10.2024 | 08.10.2025
Reagensi, izuzev za transfuziju | 404-1-110/24-44 | 197 | Laboratorijski testovi i reagensi za aparat Sacace RT-PCR SaCycler | 27 | kit za ekstrakciju nukleinskih kiselina za detekciju HPV-a | RGN214250 | pakovanje | 100 | Sacace Biotechnologies | DNA-Sorb-A - DNA Extraction Kit from clinical material (smears,scrapes, urine) | 26620 | 20% | Promedia d.o.o. | 105-21/24 | 08.10.2024 | 08.10.2025
Reagensi, izuzev za transfuziju | 404-1-110/24-44 | 197 | Laboratorijski testovi i reagensi za aparat Sacace RT-PCR SaCycler | 28 | kit za ekstrakciju nukleinskih kiselina za detekciju WNV-a | RGN214251 | pakovanje | 100 | Sacace Biotechnologies | Ribo-Sorb - RNA/DNA purification kit from plasma, serum, liquor, tissue, feces, etc. | 29040 | 20% | Promedia d.o.o. | 105-21/24 | 08.10.2024 | 08.10.2025
Reagensi, izuzev za transfuziju | 404-1-110/24-44 | 197 | Laboratorijski testovi i reagensi za aparat Sacace RT-PCR SaCycler | 29 | kit za ekstrakciju nukleinskih kiselina za detekciju L. pneumophila | RGN214252 | pakovanje | 100 | Sacace Biotechnologies | DNA-Sorb-B - DNA extraction kit from whole blood, plasma, liquor, sputum, bioptats, etc. | 26620 | 20% | Promedia d.o.o. | 105-21/24 | 08.10.2024 | 08.10.2025
Reagensi, izuzev za transfuziju | 404-1-110/24-44 | 197 | Laboratorijski testovi i reagensi za aparat Sacace RT-PCR SaCycler | 30 | kit za ekstrakciju nukleinskih kiselina za detekciju C. i M. pneumoniae | RGN214253 | pakovanje | 100 | Sacace Biotechnologies | DNA-Sorb-B - DNA extraction kit from whole blood, plasma, liquor, sputum, bioptats, etc. | 26620 | 20% | Promedia d.o.o. | 105-21/24 | 08.10.2024 | 08.10.2025
Reagensi, izuzev za transfuziju | 404-1-110/24-44 | 197 | Laboratorijski testovi i reagensi za aparat Sacace RT-PCR SaCycler | 31 | kit za ekstrakciju nukleinskih kiselina za detekciju B. anthracis | RGN214254 | pakovanje | 100 | Sacace Biotechnologies | DNA-Sorb-B - DNA extraction kit from whole blood, plasma, liquor, sputum, bioptats, etc. | 26620 | 20% | Promedia d.o.o. | 105-21/24 | 08.10.2024 | 08.10.2025
Reagensi, izuzev za transfuziju | 404-1-110/24-44 | 197 | Laboratorijski testovi i reagensi za aparat Sacace RT-PCR SaCycler | 32 | kit za ekstrakciju nukleinskih kiselina za detekciju HSV-a | RGN214255 | pakovanje | 100 | Sacace Biotechnologies | DNA-Sorb-B - DNA extraction kit from whole blood, plasma, liquor, sputum, bioptats, etc. | 26620 | 20% | Promedia d.o.o. | 105-21/24 | 08.10.2024 | 08.10.2025
Reagensi, izuzev za transfuziju | 404-1-110/24-44 | 197 | Laboratorijski testovi i reagensi za aparat Sacace RT-PCR SaCycler | 33 | kit za ekstrakciju nukleinskih kiselina za detekciju P. carini | RGN214256 | pakovanje | 100 | Sacace Biotechnologies | DNA/RNA-Prep NA (RNA/DNA purification kit from swabs, plasma, tissue, feces, etc) | 31460 | 20% | Promedia d.o.o. | 105-21/24 | 08.10.2024 | 08.10.2025
Reagensi, izuzev za transfuziju | 404-1-110/24-44 | 197 | Laboratorijski testovi i reagensi za aparat Sacace RT-PCR SaCycler | 34 | FII Protrombin (G20210A) SNP-Screen - - RT PCR test - ready to use tube format | RGN233109 | pakovanje | 60 test | Sacace Biotechnologies | FII Protrombin (G20210A) SNP-Screen | 58685 | 20% | Promedia d.o.o. | 105-21/24 | 08.10.2024 | 08.10.2025
Reagensi, izuzev za transfuziju | 404-1-110/24-44 | 197 | Laboratorijski testovi i reagensi za aparat Sacace RT-PCR SaCycler | 35 | FII Protrombin (G20210A) SNP-Screen - - ready to use 12 x 8 strip format | RGN233110 | pakovanje | 96 test | Sacace Biotechnologies | FII Protrombin (G20210A) SNP-Screen - RT PCR test - ready to use 12 x 8 strip format | 80795 | 20% | Promedia d.o.o. | 105-21/24 | 08.10.2024 | 08.10.2025
Reagensi, izuzev za transfuziju | 404-1-110/24-44 | 197 | Laboratorijski testovi i reagensi za aparat Sacace RT-PCR SaCycler | 36 | FV (G1691A) Leiden SNP-Screen - RT PCR test - ready to use tube format | RGN233111 | pakovanje | 60 test | Sacace Biotechnologies | FV (G1691A) Leiden SNP-Screen | 58685 | 20% | Promedia d.o.o. | 105-21/24 | 08.10.2024 | 08.10.2025
Reagensi, izuzev za transfuziju | 404-1-110/24-44 | 197 | Laboratorijski testovi i reagensi za aparat Sacace RT-PCR SaCycler | 37 | FV (G1691A) Leiden SNP-Screen - RT PCR test - ready to use 12 x 8 strip format | RGN233112 | pakovanje | 96 test | Sacace Biotechnologies | FV (G1691A) Leiden SNP-Screen - RT PCR test - ready to use 12 x 8 strip format | 80795 | 20% | Promedia d.o.o. | 105-21/24 | 08.10.2024 | 08.10.2025
Reagensi, izuzev za transfuziju | 404-1-110/24-44 | 197 | Laboratorijski testovi i reagensi za aparat Sacace RT-PCR SaCycler | 38 | PAI SERPINE (-675 5G/4G) SNP-Screen - RT PCR test - ready to use tube format | RGN233113 | pakovanje | 60 test | Sacace Biotechnologies | PAI SERPINE (-675 5G/4G) SNP-Screen | 58685 | 20% | Promedia d.o.o. | 105-21/24 | 08.10.2024 | 08.10.2025
Reagensi, izuzev za transfuziju | 404-1-110/24-44 | 197 | Laboratorijski testovi i reagensi za aparat Sacace RT-PCR SaCycler | 39 | PAI SERPINE (-675 5G/4G) Leiden SNP-Screen - RT PCR test - ready to use 12 x 8 strip format | RGN233114 | pakovanje | 96 test | Sacace Biotechnologies | PAI SERPINE (-675 5G/4G) SNP-Screen - RT-PCR test - ready to use 12 x 8 strip format | 80795 | 20% | Promedia d.o.o. | 105-21/24 | 08.10.2024 | 08.10.2025
Reagensi, izuzev za transfuziju | 404-1-110/24-44 | 197 | Laboratorijski testovi i reagensi za aparat Sacace RT-PCR SaCycler | 40 | MTHFR (C677T) SNP-Screen - RT PCR test - ready to use tube format | RGN233115 | pakovanje | 60 test | Sacace Biotechnologies | MTHFR (C677T) SNP-Screen | 58685 | 20% | Promedia d.o.o. | 105-21/24 | 08.10.2024 | 08.10.2025
Reagensi, izuzev za transfuziju | 404-1-110/24-44 | 197 | Laboratorijski testovi i reagensi za aparat Sacace RT-PCR SaCycler | 41 | MTHFR (C677T) SNP-Screen - RT PCR test - ready to use 12 x 8 strip format | RGN233116 | pakovanje | 96 test | Sacace Biotechnologies | MTHFR (C677T) SNP-Screen - RT PCR test - ready to use 12 x 8 strip format | 80795 | 20% | Promedia d.o.o. | 105-21/24 | 08.10.2024 | 08.10.2025
Reagensi, izuzev za transfuziju | 404-1-110/24-44 | 197 | Laboratorijski testovi i reagensi za aparat Sacace RT-PCR SaCycler | 42 | Influenza A, B Real-TM - Real Time PCR test for detection of Influenza A and B | RGN233117 | pakovanje | 100 test | Sacace Biotechnologies | Influenza A, B Real-TM - Real Time PCR test for detection of Influenza A and B | 137115 | 20% | Promedia d.o.o. | 105-21/24 | 08.10.2024 | 08.10.2025
Reagensi, izuzev za transfuziju | 404-1-110/24-44 | 197 | Laboratorijski testovi i reagensi za aparat Sacace RT-PCR SaCycler | 43 | Leishmania spp. Real-TM | RGN233118 | pakovanje | 50 test | Sacace Biotechnologies | Leishmania spp. Real-TM | 68420 | 20% | Promedia d.o.o. | 105-21/24 | 08.10.2024 | 08.10.2025
Reagensi, izuzev za transfuziju | 404-1-110/24-44 | 197 | Laboratorijski testovi i reagensi za aparat Sacace RT-PCR SaCycler | 44 | HPV genotypes 14 Real-TM Quant | RGN233119 | pakovanje | 100 test | Sacace Biotechnologies | HPV genotypes 14 Real-TM Quant | 171325 | 20% | Promedia d.o.o. | 105-21/24 | 08.10.2024 | 08.10.2025
Reagensi, izuzev za transfuziju | 404-1-110/24-44 | 197 | Laboratorijski testovi i reagensi za aparat Sacace RT-PCR SaCycler | 45 | HPV genotypes 21 Real-TM Quant | RGN233120 | pakovanje | 96 test | Sacace Biotechnologies | HPV genotypes 21 Real-TM Quant | 282700 | 20% | Promedia d.o.o. | 105-21/24 | 08.10.2024 | 08.10.2025
Reagensi, izuzev za transfuziju | 404-1-110/24-44 | 197 | Laboratorijski testovi i reagensi za aparat Sacace RT-PCR SaCycler | 46 | Neisseria gonorrhoeae Real-TM - Real Time PCR kit | RGN233121 | pakovanje | 100 test | Sacace Biotechnologies | Neisseria gonorrhoeae Real-TM - Real Time PCR kit | 61050 | 20% | Promedia d.o.o. | 105-21/24 | 08.10.2024 | 08.10.2025
Reagensi, izuzev za transfuziju | 404-1-110/24-44 | 197 | Laboratorijski testovi i reagensi za aparat Sacace RT-PCR SaCycler | 47 | NHS Meningitidis (Real Time PCR test for detection of N.meningitidis, H.influenzae, St.pneumoniae) | RGN233122 | pakovanje | 50 test | Sacace Biotechnologies | NHS Meningitidis (Real Time PCR test for detection of N.meningitidis, H.influenzae, St.pneumoniae) | 69465 | 20% | Promedia d.o.o. | 105-21/24 | 08.10.2024 | 08.10.2025
Reagensi, izuzev za transfuziju | 404-1-110/24-44 | 197 | Laboratorijski testovi i reagensi za aparat Sacace RT-PCR SaCycler | 48 | TBEV, B.burgdorferi sl, A.phagocytophilum, E.chaffeensis / E.muris Real-TM | RGN233123 | pakovanje | 50 test | Sacace Biotechnologies | TBEV, B.burgdorferi sl, A.phagocytophilum, E.chaffeensis / E.muris Real-TM | 212850 | 20% | Promedia d.o.o. | 105-21/24 | 08.10.2024 | 08.10.2025
Reagensi, izuzev za transfuziju | 404-1-110/24-44 | 197 | Laboratorijski testovi i reagensi za aparat Sacace RT-PCR SaCycler | 49 | A.I.I. (Acute Intestional Infections) Real-TM - Real Time PCR kit | RGN233124 | pakovanje | 50 test | Sacace Biotechnologies | A.I.I. (Acute Intestional Infections) Real-TM - Real Time PCR kit | 127380 | 20% | Promedia d.o.o. | 105-21/24 | 08.10.2024 | 08.10.2025
Reagensi, izuzev za transfuziju | 404-1-110/24-44 | 197 | Laboratorijski testovi i reagensi za aparat Sacace RT-PCR SaCycler | 50 | ARVI Screen Real-TM (hRSV,hMpv,hPiv,hCov,hRv,hAdv,hBov) | RGN233125 | pakovanje | 100 test | Sacace Biotechnologies | ARVI Screen Real-TM (hRSV,hMpv,hPiv,hCov,hRv,hAdv,hBov) | 218900 | 20% | Promedia d.o.o. | 105-21/24 | 08.10.2024 | 08.10.2025
Reagensi, izuzev za transfuziju | 404-1-110/24-44 | 197 | Laboratorijski testovi i reagensi za aparat Sacace RT-PCR SaCycler | 51 | Bordetella pertussis/B.parapertussis/B.bronchiseptica Real-TM | RGN233126 | pakovanje | 100 test | Sacace Biotechnologies | Bordetella pertussis/B.parapertussis/B.bronchiseptica Real-TM | 112200 | 20% | Promedia d.o.o. | 105-21/24 | 08.10.2024 | 08.10.2025
Reagensi, izuzev za transfuziju | 404-1-110/24-44 | 197 | Laboratorijski testovi i reagensi za aparat Sacace RT-PCR SaCycler | 52 | Candidosis Real-TM Quant - Real Time PCR Test Kit | RGN233127 | pakovanje | 100 test | Sacace Biotechnologies | Candidosis Real-TM Quant - Real Time PCR Test Kit | 133320 | 20% | Promedia d.o.o. | 105-21/24 | 08.10.2024 | 08.10.2025
Reagensi, izuzev za transfuziju | 404-1-110/24-44 | 197 | Laboratorijski testovi i reagensi za aparat Sacace RT-PCR SaCycler | 53 | CMV Real-TM Quant - Real Time Amplification kit with the DNA extraction controls | RGN233128 | pakovanje | 100 test | Sacace Biotechnologies | CMV Real-TM Quant - Real Time Amplification kit with the DNA extraction controls | 97900 | 20% | Promedia d.o.o. | 105-21/24 | 08.10.2024 | 08.10.2025
Reagensi, izuzev za transfuziju | 404-1-110/24-44 | 197 | Laboratorijski testovi i reagensi za aparat Sacace RT-PCR SaCycler | 54 | Coxiella burnetii Real-TM - Real Time Amplification kit | RGN233129 | pakovanje | 50 test | Sacace Biotechnologies | Coxiella burnetii Real-TM - Real Time Amplification kit | 61050 | 20% | Promedia d.o.o. | 105-21/24 | 08.10.2024 | 08.10.2025
Reagensi, izuzev za transfuziju | 404-1-110/24-44 | 197 | Laboratorijski testovi i reagensi za aparat Sacace RT-PCR SaCycler | 55 | EBV Real-TM Quant - Real Time PCR test for quantitative detection of EBV | RGN233130 | pakovanje | 100 test | Sacace Biotechnologies | EBV Real-TM Quant - Real Time PCR test for quantitative detection of EBV | 95480 | 20% | Promedia d.o.o. | 105-21/24 | 08.10.2024 | 08.10.2025
Reagensi, izuzev za transfuziju | 404-1-110/24-44 | 197 | Laboratorijski testovi i reagensi za aparat Sacace RT-PCR SaCycler | 56 | Enterovirus Real-TM - Real Time PCR test for detection of Enterovirus | RGN233131 | pakovanje | 50 test | Sacace Biotechnologies | Enterovirus Real-TM - Real Time PCR test for detection of Enterovirus | 63690 | 20% | Promedia d.o.o. | 105-21/24 | 08.10.2024 | 08.10.2025
Reagensi, izuzev za transfuziju | 404-1-110/24-44 | 197 | Laboratorijski testovi i reagensi za aparat Sacace RT-PCR SaCycler | 57 | AZF System Y-chromosome | RGN233132 | pakovanje | 60 test | Sacace Biotechnologies | AZF System Y-chromosome - RT PCR microdeletions (sY84,sY86), AZFb (sY127,sY134), AZFc (sY254,sY255) | 71060 | 20% | Promedia d.o.o. | 105-21/24 | 08.10.2024 | 08.10.2025
Reagensi, izuzev za transfuziju | 404-1-110/24-44 | 197 | Laboratorijski testovi i reagensi za aparat Sacace RT-PCR SaCycler | 58 | HSV 1/2 Real-TM - Real Time PCR test for detection of HSV | RGN233133 | pakovanje | 100 test | Sacace Biotechnologies | HSV 1/2 Real-TM - Real Time PCR kit | 61050 | 20% | Promedia d.o.o. | 105-21/24 | 08.10.2024 | 08.10.2025
Reagensi, izuzev za transfuziju | 404-1-110/24-44 | 197 | Laboratorijski testovi i reagensi za aparat Sacace RT-PCR SaCycler | 59 | Chlamydia trachomatis Real-TM | RGN233134 | pakovanje | 100 test | Sacace Biotechnologies | Chlamydia trachomatis Real-TM | 61050 | 20% | Promedia d.o.o. | 105-21/24 | 08.10.2024 | 08.10.2025
Reagensi, izuzev za transfuziju | 404-1-110/24-44 | 197 | Laboratorijski testovi i reagensi za aparat Sacace RT-PCR SaCycler | 60 | Escherichioses Screen & Diff Real-TM PCR test for detection of E.coli (EPEC, ETEC, EIEC, EHEC, and EAgEC) | RGN233135 | pakovanje | 50 test | Sacace Biotechnologies | Escherichioses Screen & Diff Real-TM (EPEC, ETEC, EIEC, EHEC, and EAgEC) | 91740 | 20% | Promedia d.o.o. | 105-21/24 | 08.10.2024 | 08.10.2025
Reagensi, izuzev za transfuziju | 404-1-110/24-44 | 197 | Laboratorijski testovi i reagensi za aparat Sacace RT-PCR SaCycler | 61 | HAV Real-TM Qual Real Time PCR Test for detection of HAV | RGN233136 | pakovanje | 50 test | Sacace Biotechnologies | HAV Real-TM Qual - Real Time PCR Test | 67320 | 20% | Promedia d.o.o. | 105-21/24 | 08.10.2024 | 08.10.2025
Reagensi, izuzev za transfuziju | 404-1-110/24-44 | 197 | Laboratorijski testovi i reagensi za aparat Sacace RT-PCR SaCycler | 62 | HLA B*5701 Real-TM Real Time PCR test for detection of HLA B*5701 | RGN233137 | pakovanje | 100 test | Sacace Biotechnologies | HLA B*5701 Real-TM (Real Time PCR test for detection of HLA B*5701) | 232650 | 20% | Promedia d.o.o. | 105-21/24 | 08.10.2024 | 08.10.2025
Reagensi, izuzev za transfuziju | 404-1-110/24-44 | 197 | Laboratorijski testovi i reagensi za aparat Sacace RT-PCR SaCycler | 63 | HPV 6/11 Real-TM Real Time PCR test for detection of HPV 6 and 11 | RGN233138 | pakovanje | 100 test | Sacace Biotechnologies | HPV 6/11 Real-TM - Real Time PCR kit | 73370 | 20% | Promedia d.o.o. | 105-21/24 | 08.10.2024 | 08.10.2025
Reagensi, izuzev za transfuziju | 404-1-110/24-44 | 197 | Laboratorijski testovi i reagensi za aparat Sacace RT-PCR SaCycler | 64 | Leptospira 16s RNA Real-TM Real Time PCR test for detection of Leptospira | RGN233139 | pakovanje | 50 test | Sacace Biotechnologies | Leptospira 16s RNA Real-TM - Real Time PCR kit | 70070 | 20% | Promedia d.o.o. | 105-21/24 | 08.10.2024 | 08.10.2025
Reagensi, izuzev za transfuziju | 404-1-110/24-44 | 197 | Laboratorijski testovi i reagensi za aparat Sacace RT-PCR SaCycler | 65 | M-Sorb-S | RGN233140 | pakovanje | 96 test | Sacace Biotechnologies | M-Sorb-S | 45650 | 20% | Promedia d.o.o. | 105-21/24 | 08.10.2024 | 08.10.2025
Reagensi, izuzev za transfuziju | 404-1-110/24-44 | 197 | Laboratorijski testovi i reagensi za aparat Sacace RT-PCR SaCycler | 66 | MTB Real-TM Real Time PCR test for detection of TB | RGN233141 | pakovanje | 50 test | Sacace Biotechnologies | MTB Real-TM - Real Time PCR kit | 39160 | 20% | Promedia d.o.o. | 105-21/24 | 08.10.2024 | 08.10.2025
Reagensi, izuzev za transfuziju | 404-1-110/24-44 | 197 | Laboratorijski testovi i reagensi za aparat Sacace RT-PCR SaCycler | 67 | Mycobacterium tuberculosis Diff Real-TM Real Time PCR test for detection of TB | RGN233142 | pakovanje | 50 test | Sacace Biotechnologies | Mycobacterium tuberculosis Diff Real-TM | 70070 | 20% | Promedia d.o.o. | 105-21/24 | 08.10.2024 | 08.10.2025
Reagensi, izuzev za transfuziju | 404-1-110/24-44 | 197 | Laboratorijski testovi i reagensi za aparat Sacace RT-PCR SaCycler | 68 | Mycoplasma genitalium Real-TM Real Time PCR test for detection of Mycoplasma genitalium | RGN233143 | pakovanje | 100 test | Sacace Biotechnologies | Mycoplasma genitalium Real-TM | 61050 | 20% | Promedia d.o.o. | 105-21/24 | 08.10.2024 | 08.10.2025
Reagensi, izuzev za transfuziju | 404-1-110/24-44 | 197 | Laboratorijski testovi i reagensi za aparat Sacace RT-PCR SaCycler | 69 | SARS-CoV-2 Real-TM Real Time PCR kit for detection of SARS-CoV2 (COVID19) RNA | RGN233144 | pakovanje | 96 test | Sacace Biotechnologies | SARS-CoV-2 Real-TM, S FORMAT | 114070 | 20% | Promedia d.o.o. | 105-21/24 | 08.10.2024 | 08.10.2025
Reagensi, izuzev za transfuziju | 404-1-110/24-44 | 197 | Laboratorijski testovi i reagensi za aparat Sacace RT-PCR SaCycler | 70 | Ureaplasma species Real-TM Real Time PCR test for detection of Ureaplasma species | RGN233145 | pakovanje | 100 test | Sacace Biotechnologies | Ureaplasma species Real-TM | 61050 | 20% | Promedia d.o.o. | 105-21/24 | 08.10.2024 | 08.10.2025
Reagensi, izuzev za transfuziju | 404-1-110/24-44 | 197 | Laboratorijski testovi i reagensi za aparat Sacace RT-PCR SaCycler | 71 | DNA-Sorb-A DNA Extraction Kit from clinical material (smears,scrapes, urine ) | RGN233146 | pakovanje | 100 test | Sacace Biotechnologies | DNA-Sorb-A - DNA Extraction Kit from clinical material (smears,scrapes, urine) | 24200 | 20% | Promedia d.o.o. | 105-21/24 | 08.10.2024 | 08.10.2025
Reagensi, izuzev za transfuziju | 404-1-110/24-44 | 197 | Laboratorijski testovi i reagensi za aparat Sacace RT-PCR SaCycler | 72 | DNA-Sorb-B DNA extraction kit from whole blood, plasma, liquor, sputum, bioptats, etc. | RGN233147 | pakovanje | 100 test | Sacace Biotechnologies | DNA-Sorb-B - DNA extraction kit from whole blood, plasma, liquor, sputum, bioptats, etc. | 24200 | 20% | Promedia d.o.o. | 105-21/24 | 08.10.2024 | 08.10.2025
Reagensi, izuzev za transfuziju | 404-1-110/24-44 | 197 | Laboratorijski testovi i reagensi za aparat Sacace RT-PCR SaCycler | 73 | Ribo-Sorb RNA/DNA purification kit from plasma, serum, liquor, tissue, feces, etc | RGN233148 | pakovanje | 100 test | Sacace Biotechnologies | Ribo-Sorb - RNA/DNA purification kit from plasma, serum, liquor, tissue, feces, etc. | 26400 | 20% | Promedia d.o.o. | 105-21/24 | 08.10.2024 | 08.10.2025
Reagensi, izuzev za transfuziju | 404-1-110/24-44 | 197 | Laboratorijski testovi i reagensi za aparat Sacace RT-PCR SaCycler | 74 | DNA/RNA-Prep NA RNA/DNA purification kit from swabs, plasma, tissue, feces, etc | RGN233149 | pakovanje | 100 test | Sacace Biotechnologies | DNA/RNA-Prep NA (RNA/DNA purification kit from swabs, plasma, tissue, feces, etc) | 28600 | 20% | Promedia d.o.o. | 105-21/24 | 08.10.2024 | 08.10.2025
Reagensi, izuzev za transfuziju | 404-1-110/24-44 | 197 | Laboratorijski testovi i reagensi za aparat Sacace RT-PCR SaCycler | 75 | Ribo Virus For rapid purification of viral RNA (HCV,HIV,HGV..) from plasma or serum | RGN233150 | pakovanje | 50 test | Sacace Biotechnologies | Ribo Virus - for rapid purification of viral RNA and DNA (HCV, HBV, HAV, HIV,CMV) | 25300 | 20% | Promedia d.o.o. | 105-21/24 | 08.10.2024 | 08.10.2025
Reagensi, izuzev za transfuziju | 404-1-110/24-44 | 197 | Laboratorijski testovi i reagensi za aparat Sacace RT-PCR SaCycler | 76 | Ribo Virus Proteinase For rapid purification of viral RNA/DNA (HCV,HBV,CMV...) from plasma or serum | RGN233151 | pakovanje | 50 test | Sacace Biotechnologies | Ribo Virus Proteinase - for rapid purification of viral RNA/DNA (HCV,HBV,CMV...) from plasma or seru | 31680 | 20% | Promedia d.o.o. | 105-21/24 | 08.10.2024 | 08.10.2025
Reagensi, izuzev za transfuziju | 404-1-110/24-44 | 197 | Laboratorijski testovi i reagensi za aparat Sacace RT-PCR SaCycler | 77 | Genomic column DNA Express Genomic DNA from whole blood, plasma, buffy coat, body fluids, etc. | RGN233152 | pakovanje | 50 test | Sacace Biotechnologies | Genomic Column DNA express (Genomic DNA from whole blood, plasma, buffy coat, body fluids, etc.) | 25300 | 20% | Promedia d.o.o. | 105-21/24 | 08.10.2024 | 08.10.2025
Reagensi, izuzev za transfuziju | 404-1-110/24-44 | 198 | Laboratorijski testovi i reagensi za aparat Smart Cycler Cepheid | 1 | RT PCR CMV kvantitativni test, limit detekcije 20IU/ml | RGN214257 | pakovanje | 100 | ELITechGroup S.p.A.- Italija | CMV ELITe MGB Kit | 229824 | 20% | Elitech SR d.o.o. | 105-6/24 | 08.10.2024 | 08.10.2025
Reagensi, izuzev za transfuziju | 404-1-110/24-44 | 198 | Laboratorijski testovi i reagensi za aparat Smart Cycler Cepheid | 2 | RT PCR BKV kvantitativni test, limit detekcije 50IU/ml | RGN214258 | pakovanje | 100 | ELITechGroup S.p.A.- Italija | BKV ELITe MGB Kit | 229824 | 20% | Elitech SR d.o.o. | 105-6/24 | 08.10.2024 | 08.10.2025
Reagensi, izuzev za transfuziju | 404-1-110/24-44 | 199 | Laboratorijski testovi i reagensi za aparat Nucleo Mag S | 1 | Kit za brzu manuelnu ekstrakciju virusne RNK I DNK, na principu magnetnih perlica komadpatibilan sa Nucleo Mag SEP mini magnetnim separatorom | RGN214259 | pakovanje | 96 | Macherey- Nagel | NucleoMag Virus | 45965 | 20% | Elitech SR d.o.o. | 105-6/24 | 08.10.2024 | 08.10.2025
Reagensi, izuzev za transfuziju | 404-1-110/24-44 | 200 | Aparat za automatsko određivanje AT i Aviditeta, CLIA metodom, Virclia | 1 | HSV 1/2 IgM a-24T | RGN214260 | pakovanje | 24 testa | Vircell | Herpes simplex 1+2 Virclia IgM monotest | 14200 | 20% | Biomedica MP d.o.o. | 105-4/24 | 08.10.2024 | 08.10.2025
Reagensi, izuzev za transfuziju | 404-1-110/24-44 | 200 | Aparat za automatsko određivanje AT i Aviditeta, CLIA metodom, Virclia | 2 | HSV1 IgG a-24T | RGN214261 | pakovanje | 24 testa | Vircell | Herpes simplex 1 Virclia IgG monotest | 11950 | 20% | Biomedica MP d.o.o. | 105-4/24 | 08.10.2024 | 08.10.2025
Reagensi, izuzev za transfuziju | 404-1-110/24-44 | 200 | Aparat za automatsko određivanje AT i Aviditeta, CLIA metodom, Virclia | 3 | HSV-2 IgG a-24T | RGN214262 | pakovanje | 24 testa | Vircell | Herpes simplex 2 Virclia IgG monotest | 11950 | 20% | Biomedica MP d.o.o. | 105-4/24 | 08.10.2024 | 08.10.2025
Reagensi, izuzev za transfuziju | 404-1-110/24-44 | 200 | Aparat za automatsko određivanje AT i Aviditeta, CLIA metodom, Virclia | 4 | CMV IgM a-24T | RGN214263 | pakovanje | 24 testa | Vircell | Cytomegalovirus Virclia IgM monotest | 14200 | 20% | Biomedica MP d.o.o. | 105-4/24 | 08.10.2024 | 08.10.2025
Reagensi, izuzev za transfuziju | 404-1-110/24-44 | 200 | Aparat za automatsko određivanje AT i Aviditeta, CLIA metodom, Virclia | 5 | CMV IgG a-24T | RGN214264 | pakovanje | 24 testa | Vircell | Cytomegalovirus Virclia IgG monotest | 11950 | 20% | Biomedica MP d.o.o. | 105-4/24 | 08.10.2024 | 08.10.2025
Reagensi, izuzev za transfuziju | 404-1-110/24-44 | 200 | Aparat za automatsko određivanje AT i Aviditeta, CLIA metodom, Virclia | 6 | Toxo IgM a24T | RGN214265 | pakovanje | 24 testa | Vircell | Toxoplasma Virclia IgM monotest | 14200 | 20% | Biomedica MP d.o.o. | 105-4/24 | 08.10.2024 | 08.10.2025
Reagensi, izuzev za transfuziju | 404-1-110/24-44 | 200 | Aparat za automatsko određivanje AT i Aviditeta, CLIA metodom, Virclia | 7 | Toxo IgG a 24T | RGN214266 | pakovanje | 24 testa | Vircell | Toxoplasma Virclia IgG monotest | 12700 | 20% | Biomedica MP d.o.o. | 105-4/24 | 08.10.2024 | 08.10.2025
Reagensi, izuzev za transfuziju | 404-1-110/24-44 | 200 | Aparat za automatsko određivanje AT i Aviditeta, CLIA metodom, Virclia | 8 | Toxo IgG a24/12 T Aviditet | RGN214267 | pakovanje | 24 testa | Vircell | Toxoplasma Virclia IgG aviditet monotest | 12700 | 20% | Biomedica MP d.o.o. | 105-4/24 | 08.10.2024 | 08.10.2025
Reagensi, izuzev za transfuziju | 404-1-110/24-44 | 200 | Aparat za automatsko određivanje AT i Aviditeta, CLIA metodom, Virclia | 9 | EBV IgM a 24T | RGN214268 | pakovanje | 24 testa | Vircell | Epsteinbarr VCA Virclia IgM monotest | 16500 | 20% | Biomedica MP d.o.o. | 105-4/24 | 08.10.2024 | 08.10.2025
Reagensi, izuzev za transfuziju | 404-1-110/24-44 | 200 | Aparat za automatsko određivanje AT i Aviditeta, CLIA metodom, Virclia | 10 | EBNA IgG a 24T | RGN214269 | pakovanje | 24 testa | Vircell | Epsteinbarr EBNA Virclia IgG monotest | 16500 | 20% | Biomedica MP d.o.o. | 105-4/24 | 08.10.2024 | 08.10.2025
Reagensi, izuzev za transfuziju | 404-1-110/24-44 | 200 | Aparat za automatsko određivanje AT i Aviditeta, CLIA metodom, Virclia | 11 | MEASLES IgM a-24T | RGN214270 | pakovanje | 24 testa | Vircell | Measles Virclia IgM monotest | 16500 | 20% | Biomedica MP d.o.o. | 105-4/24 | 08.10.2024 | 08.10.2025
Reagensi, izuzev za transfuziju | 404-1-110/24-44 | 200 | Aparat za automatsko određivanje AT i Aviditeta, CLIA metodom, Virclia | 12 | MEASLES IgG a-24T | RGN214271 | pakovanje | 24 testa | Vircell | Measles Virclia IgG monotest | 16000 | 20% | Biomedica MP d.o.o. | 105-4/24 | 08.10.2024 | 08.10.2025
Reagensi, izuzev za transfuziju | 404-1-110/24-44 | 200 | Aparat za automatsko određivanje AT i Aviditeta, CLIA metodom, Virclia | 13 | Auxiliary reagens | RGN214272 | pakovanje | 4x50ml | Vircell | Virclia auxiliary regants | 4000 | 20% | Biomedica MP d.o.o. | 105-4/24 | 08.10.2024 | 08.10.2025
Reagensi, izuzev za transfuziju | 404-1-110/24-44 | 200 | Aparat za automatsko određivanje AT i Aviditeta, CLIA metodom, Virclia | 14 | ADENOVIRUS VIRCLIA IgG MONOTEST | RGN233153 | pakovanje | 24 testa | Vircell | ADENOVIRUS VIRCLIA IgG MONOTEST | 22500 | 20% | Biomedica MP d.o.o. | 105-4/24 | 08.10.2024 | 08.10.2025
Reagensi, izuzev za transfuziju | 404-1-110/24-44 | 200 | Aparat za automatsko određivanje AT i Aviditeta, CLIA metodom, Virclia | 15 | HHV-6 IgG MONOTEST | RGN233154 | pakovanje | 24 testa | Vircell | HHV-6 IgG MONOTEST | 31500 | 20% | Biomedica MP d.o.o. | 105-4/24 | 08.10.2024 | 08.10.2025
Reagensi, izuzev za transfuziju | 404-1-110/24-44 | 200 | Aparat za automatsko određivanje AT i Aviditeta, CLIA metodom, Virclia | 16 | TETANUS IgG MONOTEST | RGN233155 | pakovanje | 24 testa | Vircell | TETANUS IgG MONOTEST | 26750 | 20% | Biomedica MP d.o.o. | 105-4/24 | 08.10.2024 | 08.10.2025
Reagensi, izuzev za transfuziju | 404-1-110/24-44 | 200 | Aparat za automatsko određivanje AT i Aviditeta, CLIA metodom, Virclia | 17 | BRUCELLA VIRCLIA IgG MONOTEST | RGN233156 | pakovanje | 24 testa | Vircell | BRUCELLA VIRCLIA IgG MONOTEST | 23250 | 20% | Biomedica MP d.o.o. | 105-4/24 | 08.10.2024 | 08.10.2025
Reagensi, izuzev za transfuziju | 404-1-110/24-44 | 200 | Aparat za automatsko određivanje AT i Aviditeta, CLIA metodom, Virclia | 18 | DIPHTHERIA IgG MONOTEST | RGN233157 | pakovanje | 24 testa | Vircell | DIPHTHERIA IgG MONOTEST | 31500 | 20% | Biomedica MP d.o.o. | 105-4/24 | 08.10.2024 | 08.10.2025
Reagensi, izuzev za transfuziju | 404-1-110/24-44 | 200 | Aparat za automatsko određivanje AT i Aviditeta, CLIA metodom, Virclia | 19 | BRUCELLA VIRCLIA IgM MONOTEST | RGN233158 | pakovanje | 24 testa | Vircell | BRUCELLA VIRCLIA IgM MONOTEST | 27500 | 20% | Biomedica MP d.o.o. | 105-4/24 | 08.10.2024 | 08.10.2025
Reagensi, izuzev za transfuziju | 404-1-110/24-44 | 200 | Aparat za automatsko određivanje AT i Aviditeta, CLIA metodom, Virclia | 20 | CHAGAS VIRCLIA IgG+IgM MONOTEST | RGN233159 | pakovanje | 24 testa | Vircell | CHAGAS VIRCLIA IgG+IgM MONOTEST | 32250 | 20% | Biomedica MP d.o.o. | 105-4/24 | 08.10.2024 | 08.10.2025
Reagensi, izuzev za transfuziju | 404-1-110/24-44 | 200 | Aparat za automatsko određivanje AT i Aviditeta, CLIA metodom, Virclia | 21 | BORRELIA IgG MONOTEST | RGN233160 | pakovanje | 24 testa | Vircell | BORRELIA IgG MONOTEST | 20250 | 20% | Biomedica MP d.o.o. | 105-4/24 | 08.10.2024 | 08.10.2025
Reagensi, izuzev za transfuziju | 404-1-110/24-44 | 200 | Aparat za automatsko određivanje AT i Aviditeta, CLIA metodom, Virclia | 22 | BORRELIA IgM MONOTEST | RGN233161 | pakovanje | 24 testa | Vircell | BORRELIA IgM MONOTEST | 24500 | 20% | Biomedica MP d.o.o. | 105-4/24 | 08.10.2024 | 08.10.2025
Reagensi, izuzev za transfuziju | 404-1-110/24-44 | 200 | Aparat za automatsko određivanje AT i Aviditeta, CLIA metodom, Virclia | 23 | TULAREMIA IgG + IgM MONOTEST | RGN233162 | pakovanje | 24 testa | Vircell | TULAREMIA IgG + IgM MONOTEST | 37500 | 20% | Biomedica MP d.o.o. | 105-4/24 | 08.10.2024 | 08.10.2025
Reagensi, izuzev za transfuziju | 404-1-110/24-44 | 200 | Aparat za automatsko određivanje AT i Aviditeta, CLIA metodom, Virclia | 24 | CHLAMYDIA TRACHOMATIS IgA MONOTEST | RGN233163 | pakovanje | 24 testa | Vircell | CHLAMYDIA TRACHOMATIS IgA MONOTEST | 19000 | 20% | Biomedica MP d.o.o. | 105-4/24 | 08.10.2024 | 08.10.2025
Reagensi, izuzev za transfuziju | 404-1-110/24-44 | 200 | Aparat za automatsko određivanje AT i Aviditeta, CLIA metodom, Virclia | 25 | CHLAMYDIA TRACHOMATIS IgG MONOTEST | RGN233164 | pakovanje | 24 testa | Vircell | CHLAMYDIA TRACHOMATIS IgG MONOTEST | 19000 | 20% | Biomedica MP d.o.o. | 105-4/24 | 08.10.2024 | 08.10.2025
Reagensi, izuzev za transfuziju | 404-1-110/24-44 | 200 | Aparat za automatsko određivanje AT i Aviditeta, CLIA metodom, Virclia | 26 | CHLAMYDIA TRACHOMATIS IgM MONOTEST | RGN233165 | pakovanje | 24 testa | Vircell | CHLAMYDIA TRACHOMATIS IgM MONOTEST | 22500 | 20% | Biomedica MP d.o.o. | 105-4/24 | 08.10.2024 | 08.10.2025
Reagensi, izuzev za transfuziju | 404-1-110/24-44 | 200 | Aparat za automatsko određivanje AT i Aviditeta, CLIA metodom, Virclia | 27 | CHLAMYDOPHILA PNEUMONIAE IgA MONOTEST | RGN233166 | pakovanje | 24 testa | Vircell | CHLAMYDOPHILA PNEUMONIAE IgA MONOTEST | 19000 | 20% | Biomedica MP d.o.o. | 105-4/24 | 08.10.2024 | 08.10.2025
Reagensi, izuzev za transfuziju | 404-1-110/24-44 | 200 | Aparat za automatsko određivanje AT i Aviditeta, CLIA metodom, Virclia | 28 | CHLAMYDOPHILA PNEUMONIAE IgG MONOTEST | RGN233167 | pakovanje | 24 testa | Vircell | CHLAMYDOPHILA PNEUMONIAE IgG MONOTEST | 19000 | 20% | Biomedica MP d.o.o. | 105-4/24 | 08.10.2024 | 08.10.2025
Reagensi, izuzev za transfuziju | 404-1-110/24-44 | 200 | Aparat za automatsko određivanje AT i Aviditeta, CLIA metodom, Virclia | 29 | CHLAMYDOPHILA PNEUMONIAE IgM MONOTEST | RGN233168 | pakovanje | 24 testa | Vircell | CHLAMYDOPHILA PNEUMONIAE IgM MONOTEST | 22500 | 20% | Biomedica MP d.o.o. | 105-4/24 | 08.10.2024 | 08.10.2025
Reagensi, izuzev za transfuziju | 404-1-110/24-44 | 200 | Aparat za automatsko određivanje AT i Aviditeta, CLIA metodom, Virclia | 30 | COXIELLA BURNETII VIRCLIA IgG MONOTEST | RGN233169 | pakovanje | 24 testa | Vircell | COXIELLA BURNETII VIRCLIA IgG MONOTEST | 31500 | 20% | Biomedica MP d.o.o. | 105-4/24 | 08.10.2024 | 08.10.2025
Reagensi, izuzev za transfuziju | 404-1-110/24-44 | 200 | Aparat za automatsko određivanje AT i Aviditeta, CLIA metodom, Virclia | 31 | COXIELLA BURNETII VIRCLIA IgM MONOTEST | RGN233170 | pakovanje | 24 testa | Vircell | COXIELLA BURNETII VIRCLIA IgM MONOTEST | 37500 | 20% | Biomedica MP d.o.o. | 105-4/24 | 08.10.2024 | 08.10.2025
Reagensi, izuzev za transfuziju | 404-1-110/24-44 | 200 | Aparat za automatsko određivanje AT i Aviditeta, CLIA metodom, Virclia | 32 | CYTOMEGALOVIRUS VIRCLIA IgG MONOTEST | RGN233171 | pakovanje | 24 testa | Vircell | CYTOMEGALOVIRUS VIRCLIA IgG MONOTEST | 13250 | 20% | Biomedica MP d.o.o. | 105-4/24 | 08.10.2024 | 08.10.2025
Reagensi, izuzev za transfuziju | 404-1-110/24-44 | 200 | Aparat za automatsko određivanje AT i Aviditeta, CLIA metodom, Virclia | 33 | CYTOMEGALOVIRUS VIRCLIA IgM MONOTEST | RGN233172 | pakovanje | 24 testa | Vircell | CYTOMEGALOVIRUS VIRCLIA IgM MONOTEST | 15750 | 20% | Biomedica MP d.o.o. | 105-4/24 | 08.10.2024 | 08.10.2025
Reagensi, izuzev za transfuziju | 404-1-110/24-44 | 200 | Aparat za automatsko određivanje AT i Aviditeta, CLIA metodom, Virclia | 34 | DENGUE VIRCLIA IgG MONOTEST | RGN233173 | pakovanje | 24 testa | Vircell | DENGUE VIRCLIA IgG MONOTEST | 27500 | 20% | Biomedica MP d.o.o. | 105-4/24 | 08.10.2024 | 08.10.2025
Reagensi, izuzev za transfuziju | 404-1-110/24-44 | 200 | Aparat za automatsko određivanje AT i Aviditeta, CLIA metodom, Virclia | 35 | DENGUE VIRCLIA IgM MONOTEST | RGN233174 | pakovanje | 24 testa | Vircell | DENGUE VIRCLIA IgM MONOTEST | 32250 | 20% | Biomedica MP d.o.o. | 105-4/24 | 08.10.2024 | 08.10.2025
Reagensi, izuzev za transfuziju | 404-1-110/24-44 | 200 | Aparat za automatsko određivanje AT i Aviditeta, CLIA metodom, Virclia | 36 | TOXOPLASMA VIRCLIA IgG AVIDITY MONOTEST | RGN233175 | pakovanje | 24 testa | Vircell | TOXOPLASMA VIRCLIA IgG AVIDITY MONOTEST | 16250 | 20% | Biomedica MP d.o.o. | 105-4/24 | 08.10.2024 | 08.10.2025
Reagensi, izuzev za transfuziju | 404-1-110/24-44 | 200 | Aparat za automatsko određivanje AT i Aviditeta, CLIA metodom, Virclia | 37 | EPSTEIN-BARR EBNA VIRCLIA IgG MONOTEST | RGN233176 | pakovanje | 24 testa | Vircell | EPSTEIN-BARR EBNA VIRCLIA IgG MONOTEST | 22500 | 20% | Biomedica MP d.o.o. | 105-4/24 | 08.10.2024 | 08.10.2025
Reagensi, izuzev za transfuziju | 404-1-110/24-44 | 200 | Aparat za automatsko određivanje AT i Aviditeta, CLIA metodom, Virclia | 38 | EPSTEIN-BARR VCA VIRCLIA IgG MONOTEST | RGN233177 | pakovanje | 24 testa | Vircell | EPSTEIN-BARR VCA VIRCLIA IgG MONOTEST | 19000 | 20% | Biomedica MP d.o.o. | 105-4/24 | 08.10.2024 | 08.10.2025
Reagensi, izuzev za transfuziju | 404-1-110/24-44 | 200 | Aparat za automatsko određivanje AT i Aviditeta, CLIA metodom, Virclia | 39 | EPSTEIN-BARR VCA VIRCLIA IgM MONOTEST | RGN233178 | pakovanje | 24 testa | Vircell | EPSTEIN-BARR VCA VIRCLIA IgM MONOTEST | 22500 | 20% | Biomedica MP d.o.o. | 105-4/24 | 08.10.2024 | 08.10.2025
Reagensi, izuzev za transfuziju | 404-1-110/24-44 | 200 | Aparat za automatsko određivanje AT i Aviditeta, CLIA metodom, Virclia | 40 | HELICOBACTER PYLORI IgA MONOTEST | RGN233179 | pakovanje | 24 testa | Vircell | HELICOBACTER PYLORI IgA MONOTEST | 19000 | 20% | Biomedica MP d.o.o. | 105-4/24 | 08.10.2024 | 08.10.2025
Reagensi, izuzev za transfuziju | 404-1-110/24-44 | 200 | Aparat za automatsko određivanje AT i Aviditeta, CLIA metodom, Virclia | 41 | HELICOBACTER PYLORI IgG MONOTEST | RGN233180 | pakovanje | 24 testa | Vircell | HELICOBACTER PYLORI IgG MONOTEST | 19000 | 20% | Biomedica MP d.o.o. | 105-4/24 | 08.10.2024 | 08.10.2025
Reagensi, izuzev za transfuziju | 404-1-110/24-44 | 200 | Aparat za automatsko određivanje AT i Aviditeta, CLIA metodom, Virclia | 42 | HERPES SIMPLEX 1 VIRCLIA IgG MONOTEST | RGN233181 | pakovanje | 24 testa | Vircell | HERPES SIMPLEX 1 VIRCLIA IgG MONOTEST | 13250 | 20% | Biomedica MP d.o.o. | 105-4/24 | 08.10.2024 | 08.10.2025
Reagensi, izuzev za transfuziju | 404-1-110/24-44 | 200 | Aparat za automatsko određivanje AT i Aviditeta, CLIA metodom, Virclia | 43 | SYPHILIS VIRCLIA IgM MONOTEST | RGN233182 | pakovanje | 24 testa | Vircell | SYPHILIS VIRCLIA IgM MONOTEST | 22500 | 20% | Biomedica MP d.o.o. | 105-4/24 | 08.10.2024 | 08.10.2025
Reagensi, izuzev za transfuziju | 404-1-110/24-44 | 200 | Aparat za automatsko određivanje AT i Aviditeta, CLIA metodom, Virclia | 44 | ZIKA VIRCLIA® IgG MONOTEST | RGN233183 | pakovanje | 24 testa | Vircell | ZIKA VIRCLIA® IgG MONOTEST | 31500 | 20% | Biomedica MP d.o.o. | 105-4/24 | 08.10.2024 | 08.10.2025
Reagensi, izuzev za transfuziju | 404-1-110/24-44 | 200 | Aparat za automatsko određivanje AT i Aviditeta, CLIA metodom, Virclia | 45 | HERPES SIMPLEX 1+2 VIRCLIA IgG MONOTEST | RGN233184 | pakovanje | 24 testa | Vircell | HERPES SIMPLEX 1+2 VIRCLIA IgG MONOTEST | 13250 | 20% | Biomedica MP d.o.o. | 105-4/24 | 08.10.2024 | 08.10.2025
Reagensi, izuzev za transfuziju | 404-1-110/24-44 | 200 | Aparat za automatsko određivanje AT i Aviditeta, CLIA metodom, Virclia | 46 | ZIKA VIRCLIA® IgM MONOTEST | RGN233185 | pakovanje | 24 testa | Vircell | ZIKA VIRCLIA® IgM MONOTEST | 37500 | 20% | Biomedica MP d.o.o. | 105-4/24 | 08.10.2024 | 08.10.2025
Reagensi, izuzev za transfuziju | 404-1-110/24-44 | 200 | Aparat za automatsko određivanje AT i Aviditeta, CLIA metodom, Virclia | 47 | HERPES SIMPLEX 1+2 VIRCLIA IgM MONOTEST | RGN233186 | pakovanje | 24 testa | Vircell | HERPES SIMPLEX 1+2 VIRCLIA IgM MONOTEST | 15750 | 20% | Biomedica MP d.o.o. | 105-4/24 | 08.10.2024 | 08.10.2025
Reagensi, izuzev za transfuziju | 404-1-110/24-44 | 200 | Aparat za automatsko određivanje AT i Aviditeta, CLIA metodom, Virclia | 48 | HERPES SIMPLEX 2 VIRCLIA IgG MONOTEST | RGN233187 | pakovanje | 24 testa | Vircell | HERPES SIMPLEX 2 VIRCLIA IgG MONOTEST | 13250 | 20% | Biomedica MP d.o.o. | 105-4/24 | 08.10.2024 | 08.10.2025
Reagensi, izuzev za transfuziju | 404-1-110/24-44 | 200 | Aparat za automatsko određivanje AT i Aviditeta, CLIA metodom, Virclia | 49 | CYTOMEGALOVIRUS VIRCLIA IgG AVIDITY MONOTEST | RGN233188 | pakovanje | 24 testa | Vircell | CYTOMEGALOVIRUS VIRCLIA IgG AVIDITY MONOTEST | 16250 | 20% | Biomedica MP d.o.o. | 105-4/24 | 08.10.2024 | 08.10.2025
Reagensi, izuzev za transfuziju | 404-1-110/24-44 | 200 | Aparat za automatsko određivanje AT i Aviditeta, CLIA metodom, Virclia | 50 | HSV-1 IgM Virclia Monotest | RGN233189 | pakovanje | 24 testa | Vircell | HSV-1 IgM Virclia Monotest | 27500 | 20% | Biomedica MP d.o.o. | 105-4/24 | 08.10.2024 | 08.10.2025
Reagensi, izuzev za transfuziju | 404-1-110/24-44 | 200 | Aparat za automatsko određivanje AT i Aviditeta, CLIA metodom, Virclia | 51 | HYDATIDOSIS VIRCLIA IgG MONOTEST | RGN233190 | pakovanje | 24 testa | Vircell | HYDATIDOSIS VIRCLIA IgG MONOTEST | 26750 | 20% | Biomedica MP d.o.o. | 105-4/24 | 08.10.2024 | 08.10.2025
Reagensi, izuzev za transfuziju | 404-1-110/24-44 | 200 | Aparat za automatsko određivanje AT i Aviditeta, CLIA metodom, Virclia | 52 | HSV-2 IgM Virclia Monotest | RGN233191 | pakovanje | 24 testa | Vircell | HSV-2 IgM Virclia Monotest | 27500 | 20% | Biomedica MP d.o.o. | 105-4/24 | 08.10.2024 | 08.10.2025
Reagensi, izuzev za transfuziju | 404-1-110/24-44 | 200 | Aparat za automatsko određivanje AT i Aviditeta, CLIA metodom, Virclia | 53 | INFLUENZA A VIRCLIA IgG MONOTEST | RGN233192 | pakovanje | 24 testa | Vircell | INFLUENZA A VIRCLIA IgG MONOTEST | 22500 | 20% | Biomedica MP d.o.o. | 105-4/24 | 08.10.2024 | 08.10.2025
Reagensi, izuzev za transfuziju | 404-1-110/24-44 | 200 | Aparat za automatsko određivanje AT i Aviditeta, CLIA metodom, Virclia | 54 | EPSTEIN-BARR EA VIRCLIA® IgG MONOTEST | RGN233193 | pakovanje | 24 testa | Vircell | EPSTEIN-BARR EA VIRCLIA® IgG MONOTEST | 26000 | 20% | Biomedica MP d.o.o. | 105-4/24 | 08.10.2024 | 08.10.2025
Reagensi, izuzev za transfuziju | 404-1-110/24-44 | 200 | Aparat za automatsko određivanje AT i Aviditeta, CLIA metodom, Virclia | 55 | INFLUENZA B VIRCLIA IgG MONOTEST | RGN233194 | pakovanje | 24 testa | Vircell | INFLUENZA B VIRCLIA IgG MONOTEST | 22500 | 20% | Biomedica MP d.o.o. | 105-4/24 | 08.10.2024 | 08.10.2025
Reagensi, izuzev za transfuziju | 404-1-110/24-44 | 200 | Aparat za automatsko određivanje AT i Aviditeta, CLIA metodom, Virclia | 56 | BARTONELLA HENSELAE VIRCLIA IgG MONOTEST | RGN233195 | pakovanje | 24 testa | Vircell | BARTONELLA HENSELAE VIRCLIA IgG MONOTEST | 27500 | 20% | Biomedica MP d.o.o. | 105-4/24 | 08.10.2024 | 08.10.2025
Reagensi, izuzev za transfuziju | 404-1-110/24-44 | 200 | Aparat za automatsko određivanje AT i Aviditeta, CLIA metodom, Virclia | 57 | TICK-BORNE EN. VIRCLIA IgG MONOTEST | RGN233196 | pakovanje | 24 testa | Vircell | TICK-BORNE EN. VIRCLIA IgG MONOTEST | 27500 | 20% | Biomedica MP d.o.o. | 105-4/24 | 08.10.2024 | 08.10.2025
Reagensi, izuzev za transfuziju | 404-1-110/24-44 | 200 | Aparat za automatsko određivanje AT i Aviditeta, CLIA metodom, Virclia | 58 | TICK-BORNE EN. VIRCLIA IgM MONOTEST | RGN233197 | pakovanje | 24 testa | Vircell | TICK-BORNE EN. VIRCLIA IgM MONOTEST | 32250 | 20% | Biomedica MP d.o.o. | 105-4/24 | 08.10.2024 | 08.10.2025
Reagensi, izuzev za transfuziju | 404-1-110/24-44 | 200 | Aparat za automatsko određivanje AT i Aviditeta, CLIA metodom, Virclia | 59 | LEGIONELLA PNEUMOPHILA SG 1 IgG MONOTEST | RGN233198 | pakovanje | 24 testa | Vircell | LEGIONELLA PNEUMOPHILA SG 1 IgG MONOTEST | 22500 | 20% | Biomedica MP d.o.o. | 105-4/24 | 08.10.2024 | 08.10.2025
Reagensi, izuzev za transfuziju | 404-1-110/24-44 | 200 | Aparat za automatsko određivanje AT i Aviditeta, CLIA metodom, Virclia | 60 | LEGIONELLA PNEUMOPHILA SG 1 IgM MONOTEST | RGN233199 | pakovanje | 24 testa | Vircell | LEGIONELLA PNEUMOPHILA SG 1 IgM MONOTEST | 26500 | 20% | Biomedica MP d.o.o. | 105-4/24 | 08.10.2024 | 08.10.2025
Reagensi, izuzev za transfuziju | 404-1-110/24-44 | 200 | Aparat za automatsko određivanje AT i Aviditeta, CLIA metodom, Virclia | 61 | LEISHMANIA VIRCLIA IgG+IgM MONOTEST | RGN233200 | pakovanje | 24 testa | Vircell | LEISHMANIA VIRCLIA IgG+IgM MONOTEST | 37500 | 20% | Biomedica MP d.o.o. | 105-4/24 | 08.10.2024 | 08.10.2025
Reagensi, izuzev za transfuziju | 404-1-110/24-44 | 200 | Aparat za automatsko određivanje AT i Aviditeta, CLIA metodom, Virclia | 62 | MEASLES VIRCLIA IgG MONOTEST | RGN233201 | pakovanje | 24 testa | Vircell | MEASLES VIRCLIA IgG MONOTEST | 19000 | 20% | Biomedica MP d.o.o. | 105-4/24 | 08.10.2024 | 08.10.2025
Reagensi, izuzev za transfuziju | 404-1-110/24-44 | 200 | Aparat za automatsko određivanje AT i Aviditeta, CLIA metodom, Virclia | 63 | MEASLES VIRCLIA IgM MONOTEST | RGN233202 | pakovanje | 24 testa | Vircell | MEASLES VIRCLIA IgM MONOTEST | 22500 | 20% | Biomedica MP d.o.o. | 105-4/24 | 08.10.2024 | 08.10.2025
Reagensi, izuzev za transfuziju | 404-1-110/24-44 | 200 | Aparat za automatsko određivanje AT i Aviditeta, CLIA metodom, Virclia | 64 | CHIKUNGUNYA VIRCLIA® IgG MONOTEST | RGN233203 | pakovanje | 24 testa | Vircell | CHIKUNGUNYA VIRCLIA® IgG MONOTEST | 22500 | 20% | Biomedica MP d.o.o. | 105-4/24 | 08.10.2024 | 08.10.2025
Reagensi, izuzev za transfuziju | 404-1-110/24-44 | 200 | Aparat za automatsko određivanje AT i Aviditeta, CLIA metodom, Virclia | 65 | MUMPS VIRCLIA IgG MONOTEST | RGN233204 | pakovanje | 24 testa | Vircell | MUMPS VIRCLIA IgG MONOTEST | 19000 | 20% | Biomedica MP d.o.o. | 105-4/24 | 08.10.2024 | 08.10.2025
Reagensi, izuzev za transfuziju | 404-1-110/24-44 | 200 | Aparat za automatsko određivanje AT i Aviditeta, CLIA metodom, Virclia | 66 | MUMPS VIRCLIA IgM MONOTEST | RGN233205 | pakovanje | 24 testa | Vircell | MUMPS VIRCLIA IgM MONOTEST | 22500 | 20% | Biomedica MP d.o.o. | 105-4/24 | 08.10.2024 | 08.10.2025
Reagensi, izuzev za transfuziju | 404-1-110/24-44 | 200 | Aparat za automatsko određivanje AT i Aviditeta, CLIA metodom, Virclia | 67 | MYCOPLASMA PNEUMONIAE IgG MONOTEST | RGN233206 | pakovanje | 24 testa | Vircell | MYCOPLASMA PNEUMONIAE IgG MONOTEST | 19000 | 20% | Biomedica MP d.o.o. | 105-4/24 | 08.10.2024 | 08.10.2025
Reagensi, izuzev za transfuziju | 404-1-110/24-44 | 200 | Aparat za automatsko određivanje AT i Aviditeta, CLIA metodom, Virclia | 68 | CHIKUNGUNYA VIRCLIA® IgM MONOTEST | RGN233207 | pakovanje | 24 testa | Vircell | CHIKUNGUNYA VIRCLIA® IgM MONOTEST | 26500 | 20% | Biomedica MP d.o.o. | 105-4/24 | 08.10.2024 | 08.10.2025
Reagensi, izuzev za transfuziju | 404-1-110/24-44 | 200 | Aparat za automatsko određivanje AT i Aviditeta, CLIA metodom, Virclia | 69 | MYCOPLASMA PNEUMONIAE IgM MONOTEST | RGN233208 | pakovanje | 24 testa | Vircell | MYCOPLASMA PNEUMONIAE IgM MONOTEST | 22500 | 20% | Biomedica MP d.o.o. | 105-4/24 | 08.10.2024 | 08.10.2025
Reagensi, izuzev za transfuziju | 404-1-110/24-44 | 200 | Aparat za automatsko određivanje AT i Aviditeta, CLIA metodom, Virclia | 70 | PARAINFLUENZA 1 VIRCLIA IgG MONOTEST | RGN233209 | pakovanje | 24 testa | Vircell | PARAINFLUENZA 1 VIRCLIA IgG MONOTEST | 31500 | 20% | Biomedica MP d.o.o. | 105-4/24 | 08.10.2024 | 08.10.2025
Reagensi, izuzev za transfuziju | 404-1-110/24-44 | 200 | Aparat za automatsko određivanje AT i Aviditeta, CLIA metodom, Virclia | 71 | HEPATITIS E VIRCLIA® IgG MONOTEST | RGN233210 | pakovanje | 24 testa | Vircell | HEPATITIS E VIRCLIA® IgG MONOTEST | 26750 | 20% | Biomedica MP d.o.o. | 105-4/24 | 08.10.2024 | 08.10.2025
Reagensi, izuzev za transfuziju | 404-1-110/24-44 | 200 | Aparat za automatsko određivanje AT i Aviditeta, CLIA metodom, Virclia | 72 | HEPATITIS E VIRCLIA® IgM MONOTEST | RGN233211 | pakovanje | 24 testa | Vircell | HEPATITIS E VIRCLIA® IgM MONOTEST | 31750 | 20% | Biomedica MP d.o.o. | 105-4/24 | 08.10.2024 | 08.10.2025
Reagensi, izuzev za transfuziju | 404-1-110/24-44 | 200 | Aparat za automatsko određivanje AT i Aviditeta, CLIA metodom, Virclia | 73 | PARAINFLUENZA 2 VIRCLIA IgG MONOTEST | RGN233212 | pakovanje | 24 testa | Vircell | PARAINFLUENZA 2 VIRCLIA IgG MONOTEST | 31500 | 20% | Biomedica MP d.o.o. | 105-4/24 | 08.10.2024 | 08.10.2025
Reagensi, izuzev za transfuziju | 404-1-110/24-44 | 200 | Aparat za automatsko određivanje AT i Aviditeta, CLIA metodom, Virclia | 74 | ROSS RIVER VIRUS VIRCLIA® IgG MONOTEST | RGN233213 | pakovanje | 24 testa | Vircell | ROSS RIVER VIRUS VIRCLIA® IgG MONOTEST | 26000 | 20% | Biomedica MP d.o.o. | 105-4/24 | 08.10.2024 | 08.10.2025
Reagensi, izuzev za transfuziju | 404-1-110/24-44 | 200 | Aparat za automatsko određivanje AT i Aviditeta, CLIA metodom, Virclia | 75 | ROSS RIVER VIRUS VIRCLIA® IgM MONOTEST | RGN233214 | pakovanje | 24 testa | Vircell | ROSS RIVER VIRUS VIRCLIA® IgM MONOTEST | 30250 | 20% | Biomedica MP d.o.o. | 105-4/24 | 08.10.2024 | 08.10.2025
Reagensi, izuzev za transfuziju | 404-1-110/24-44 | 200 | Aparat za automatsko određivanje AT i Aviditeta, CLIA metodom, Virclia | 76 | PARAINFLUENZA 3 VIRCLIA IgG MONOTEST | RGN233215 | pakovanje | 24 testa | Vircell | PARAINFLUENZA 3 VIRCLIA IgG MONOTEST | 31500 | 20% | Biomedica MP d.o.o. | 105-4/24 | 08.10.2024 | 08.10.2025
Reagensi, izuzev za transfuziju | 404-1-110/24-44 | 200 | Aparat za automatsko određivanje AT i Aviditeta, CLIA metodom, Virclia | 77 | ASPERGILLUS GALACTOMANNAN Ag VIRCLIA® MONOTEST | RGN233216 | pakovanje | 24 testa | Vircell | ASPERGILLUS GALACTOMANNAN Ag VIRCLIA® MONOTEST | 41500 | 20% | Biomedica MP d.o.o. | 105-4/24 | 08.10.2024 | 08.10.2025
Reagensi, izuzev za transfuziju | 404-1-110/24-44 | 200 | Aparat za automatsko određivanje AT i Aviditeta, CLIA metodom, Virclia | 78 | PARVOVIRUS VIRCLIA IgG MONOTEST | RGN233217 | pakovanje | 24 testa | Vircell | PARVOVIRUS VIRCLIA IgG MONOTEST | 19000 | 20% | Biomedica MP d.o.o. | 105-4/24 | 08.10.2024 | 08.10.2025
Reagensi, izuzev za transfuziju | 404-1-110/24-44 | 200 | Aparat za automatsko određivanje AT i Aviditeta, CLIA metodom, Virclia | 79 | PARVOVIRUS VIRCLIA IgM MONOTEST | RGN233218 | pakovanje | 24 testa | Vircell | PARVOVIRUS VIRCLIA IgM MONOTEST | 23000 | 20% | Biomedica MP d.o.o. | 105-4/24 | 08.10.2024 | 08.10.2025
Reagensi, izuzev za transfuziju | 404-1-110/24-44 | 200 | Aparat za automatsko određivanje AT i Aviditeta, CLIA metodom, Virclia | 80 | RESPIRATORY SYNCYTIAL VIRUS IgG MONOTEST | RGN233219 | pakovanje | 24 testa | Vircell | RESPIRATORY SYNCYTIAL VIRUS IgG MONOTEST | 22500 | 20% | Biomedica MP d.o.o. | 105-4/24 | 08.10.2024 | 08.10.2025
Reagensi, izuzev za transfuziju | 404-1-110/24-44 | 200 | Aparat za automatsko određivanje AT i Aviditeta, CLIA metodom, Virclia | 81 | WEST NILE VIRUS VIRCLIA IgG MONOTEST | RGN233220 | pakovanje | 24 testa | Vircell | WEST NILE VIRUS VIRCLIA IgG MONOTEST | 31500 | 20% | Biomedica MP d.o.o. | 105-4/24 | 08.10.2024 | 08.10.2025
Reagensi, izuzev za transfuziju | 404-1-110/24-44 | 200 | Aparat za automatsko određivanje AT i Aviditeta, CLIA metodom, Virclia | 82 | WEST NILE VIRUS VIRCLIA IgM MONOTEST | RGN233221 | pakovanje | 24 testa | Vircell | WEST NILE VIRUS VIRCLIA IgM MONOTEST | 37500 | 20% | Biomedica MP d.o.o. | 105-4/24 | 08.10.2024 | 08.10.2025
Reagensi, izuzev za transfuziju | 404-1-110/24-44 | 200 | Aparat za automatsko određivanje AT i Aviditeta, CLIA metodom, Virclia | 83 | RICKETTSIA CONORII VIRCLIA IgG MONOTEST | RGN233222 | pakovanje | 24 testa | Vircell | RICKETTSIA CONORII VIRCLIA IgG MONOTEST | 26750 | 20% | Biomedica MP d.o.o. | 105-4/24 | 08.10.2024 | 08.10.2025
Reagensi, izuzev za transfuziju | 404-1-110/24-44 | 200 | Aparat za automatsko određivanje AT i Aviditeta, CLIA metodom, Virclia | 84 | RICKETTSIA CONORII VIRCLIA IgM MONOTEST MONOTEST | RGN233223 | pakovanje | 24 testa | Vircell | RICKETTSIA CONORII VIRCLIA IgM MONOTEST | 31750 | 20% | Biomedica MP d.o.o. | 105-4/24 | 08.10.2024 | 08.10.2025
Reagensi, izuzev za transfuziju | 404-1-110/24-44 | 200 | Aparat za automatsko određivanje AT i Aviditeta, CLIA metodom, Virclia | 85 | RUBELLA VIRCLIA IgG MONOTEST | RGN233224 | pakovanje | 24 testa | Vircell | RUBELLA VIRCLIA IgG MONOTEST | 13250 | 20% | Biomedica MP d.o.o. | 105-4/24 | 08.10.2024 | 08.10.2025
Reagensi, izuzev za transfuziju | 404-1-110/24-44 | 200 | Aparat za automatsko određivanje AT i Aviditeta, CLIA metodom, Virclia | 86 | RUBELLA VIRCLIA IgM MONOTEST | RGN233225 | pakovanje | 24 testa | Vircell | RUBELLA VIRCLIA IgM MONOTEST | 15750 | 20% | Biomedica MP d.o.o. | 105-4/24 | 08.10.2024 | 08.10.2025
Reagensi, izuzev za transfuziju | 404-1-110/24-44 | 200 | Aparat za automatsko određivanje AT i Aviditeta, CLIA metodom, Virclia | 87 | SYPHILIS VIRCLIA IgG MONOTEST | RGN233226 | pakovanje | 24 testa | Vircell | SYPHILIS VIRCLIA IgG MONOTEST | 19000 | 20% | Biomedica MP d.o.o. | 105-4/24 | 08.10.2024 | 08.10.2025
Reagensi, izuzev za transfuziju | 404-1-110/24-44 | 200 | Aparat za automatsko određivanje AT i Aviditeta, CLIA metodom, Virclia | 88 | SYPHILIS VIRCLIA IgG+IgM MONOTEST | RGN233227 | pakovanje | 24 testa | Vircell | SYPHILIS VIRCLIA IgG+IgM MONOTEST | 22500 | 20% | Biomedica MP d.o.o. | 105-4/24 | 08.10.2024 | 08.10.2025
Reagensi, izuzev za transfuziju | 404-1-110/24-44 | 200 | Aparat za automatsko određivanje AT i Aviditeta, CLIA metodom, Virclia | 89 | TOXOPLASMA VIRCLIA IgG MONOTEST | RGN233228 | pakovanje | 24 testa | Vircell | TOXOPLASMA VIRCLIA IgG MONOTEST | 13250 | 20% | Biomedica MP d.o.o. | 105-4/24 | 08.10.2024 | 08.10.2025
Reagensi, izuzev za transfuziju | 404-1-110/24-44 | 200 | Aparat za automatsko određivanje AT i Aviditeta, CLIA metodom, Virclia | 90 | TOXOPLASMA VIRCLIA IgM MONOTEST | RGN233229 | pakovanje | 24 testa | Vircell | TOXOPLASMA VIRCLIA IgM MONOTEST | 15750 | 20% | Biomedica MP d.o.o. | 105-4/24 | 08.10.2024 | 08.10.2025
Reagensi, izuzev za transfuziju | 404-1-110/24-44 | 200 | Aparat za automatsko određivanje AT i Aviditeta, CLIA metodom, Virclia | 91 | VARICELLA-ZOSTER VIRCLIA IgG MONOTEST | RGN233230 | pakovanje | 24 testa | Vircell | VARICELLA-ZOSTER VIRCLIA IgG MONOTEST | 19250 | 20% | Biomedica MP d.o.o. | 105-4/24 | 08.10.2024 | 08.10.2025
Reagensi, izuzev za transfuziju | 404-1-110/24-44 | 200 | Aparat za automatsko određivanje AT i Aviditeta, CLIA metodom, Virclia | 92 | VARICELLA-ZOSTER VIRCLIA IgM MONOTEST | RGN233231 | pakovanje | 24 testa | Vircell | VARICELLA-ZOSTER VIRCLIA IgM MONOTEST | 22500 | 20% | Biomedica MP d.o.o. | 105-4/24 | 08.10.2024 | 08.10.2025
Reagensi, izuzev za transfuziju | 404-1-110/24-44 | 200 | Aparat za automatsko određivanje AT i Aviditeta, CLIA metodom, Virclia | 93 | Bordetella Virclia IgG Monotest MONOTEST | RGN233232 | pakovanje | 24 testa | Vircell | Bordetella Virclia IgG Monotest MONOTEST | 31500 | 20% | Biomedica MP d.o.o. | 105-4/24 | 08.10.2024 | 08.10.2025
Reagensi, izuzev za transfuziju | 404-1-110/24-44 | 200 | Aparat za automatsko određivanje AT i Aviditeta, CLIA metodom, Virclia | 94 | INVASIVE CANDIDIASIS (CAGTA) VIRCLIA IgG MONOTEST | RGN233233 | pakovanje | 24 testa | Vircell | INVASIVE CANDIDIASIS (CAGTA) VIRCLIA IgG MONOTEST | 31500 | 20% | Biomedica MP d.o.o. | 105-4/24 | 08.10.2024 | 08.10.2025
Reagensi, izuzev za transfuziju | 404-1-110/24-44 | 200 | Aparat za automatsko određivanje AT i Aviditeta, CLIA metodom, Virclia | 95 | COVID-19 VIRCLIA® IgG MONOTEST | RGN233234 | pakovanje | 24 testa | Vircell | COVID-19 VIRCLIA® IgG MONOTEST | 20250 | 20% | Biomedica MP d.o.o. | 105-4/24 | 08.10.2024 | 08.10.2025
Reagensi, izuzev za transfuziju | 404-1-110/24-44 | 200 | Aparat za automatsko određivanje AT i Aviditeta, CLIA metodom, Virclia | 96 | COVID-19 VIRCLIA IgM+IgA MONOTEST | RGN233235 | pakovanje | 24 testa | Vircell | COVID-19 VIRCLIA IgM+IgA MONOTEST | 21250 | 20% | Biomedica MP d.o.o. | 105-4/24 | 08.10.2024 | 08.10.2025
Reagensi, izuzev za transfuziju | 404-1-110/24-44 | 200 | Aparat za automatsko određivanje AT i Aviditeta, CLIA metodom, Virclia | 97 | CHAGAS TESA VIRCLIA® IgG+IgM MONOTEST | RGN233236 | pakovanje | 24 testa | Vircell | CHAGAS TESA VIRCLIA® IgG+IgM MONOTEST | 37500 | 20% | Biomedica MP d.o.o. | 105-4/24 | 08.10.2024 | 08.10.2025
Reagensi, izuzev za transfuziju | 404-1-110/24-44 | 200 | Aparat za automatsko određivanje AT i Aviditeta, CLIA metodom, Virclia | 98 | COVID-19 SPIKE VIRCLIA® IgG MONOTEST | RGN233237 | pakovanje | 24 testa | Vircell | COVID-19 SPIKE VIRCLIA® IgG MONOTEST | 17250 | 20% | Biomedica MP d.o.o. | 105-4/24 | 08.10.2024 | 08.10.2025
Reagensi, izuzev za transfuziju | 404-1-110/24-44 | 201 | Laboratorijski testovi i reagensi za aparat multipleks RT PCR - BD MAX | 1 | BD MAX Cdiff, 24 testa | RGN214273 | pakovanje | 24 testa | Becton Dickinson, USA | BD MAX Cdiff | 96500 | 20% | Vicor d.o.o. & Teamedical d.o.o. | 105-32/24 | 08.10.2024 | 08.10.2025
Reagensi, izuzev za transfuziju | 404-1-110/24-44 | 201 | Laboratorijski testovi i reagensi za aparat multipleks RT PCR - BD MAX | 2 | BD MAX GBS, 24 testa | RGN214274 | pakovanje | 24 testa | Becton Dickinson, USA | BD MAX GBS | 128700 | 20% | Vicor d.o.o. & Teamedical d.o.o. | 105-32/24 | 08.10.2024 | 08.10.2025
Reagensi, izuzev za transfuziju | 404-1-110/24-44 | 201 | Laboratorijski testovi i reagensi za aparat multipleks RT PCR - BD MAX | 3 | BD MAX CT/GC/TV2, 24 testa | RGN214275 | pakovanje | 24 testa | Becton Dickinson, USA | BD MAX CT/GC/TV2 | 96500 | 20% | Vicor d.o.o. & Teamedical d.o.o. | 105-32/24 | 08.10.2024 | 08.10.2025
Reagensi, izuzev za transfuziju | 404-1-110/24-44 | 201 | Laboratorijski testovi i reagensi za aparat multipleks RT PCR - BD MAX | 4 | BD MAX Vaginal Panel, 24 testa | RGN214276 | pakovanje | 24 testa | Becton Dickinson, USA | BD MAX Vaginal Panel | 214500 | 20% | Vicor d.o.o. & Teamedical d.o.o. | 105-32/24 | 08.10.2024 | 08.10.2025
Reagensi, izuzev za transfuziju | 404-1-110/24-44 | 201 | Laboratorijski testovi i reagensi za aparat multipleks RT PCR - BD MAX | 5 | BD Molecular Urine Transport Kit | RGN220831 | pakovanje | 96 tubes, 100 pipettes | Becton Dickinson, USA | BD Molecular Urine Transport Kit | 74500 | 20% | Vicor d.o.o. & Teamedical d.o.o. | 105-32/24 | 08.10.2024 | 08.10.2025
Reagensi, izuzev za transfuziju | 404-1-110/24-44 | 201 | Laboratorijski testovi i reagensi za aparat multipleks RT PCR - BD MAX | 6 | BD Molecular Swab Collection Kit | RGN220832 | pakovanje | 100 tubes, 100 pipettes | Becton Dickinson, USA | BD Molecular Swab Collection Kit | 74500 | 20% | Vicor d.o.o. & Teamedical d.o.o. | 105-32/24 | 08.10.2024 | 08.10.2025
Reagensi, izuzev za transfuziju | 404-1-110/24-44 | 201 | Laboratorijski testovi i reagensi za aparat multipleks RT PCR - BD MAX | 7 | BD Molecular LBC Sample Buffer Tubes | RGN220833 | pakovanje | 48 tubes | Becton Dickinson, USA | BD Molecular LBC Sample Buffer Tubes | 50000 | 20% | Vicor d.o.o. & Teamedical d.o.o. | 105-32/24 | 08.10.2024 | 08.10.2025
Reagensi, izuzev za transfuziju | 404-1-110/24-44 | 201 | Laboratorijski testovi i reagensi za aparat multipleks RT PCR - BD MAX | 8 | BD Molecular Swab Sample Buffer Tubes | RGN220834 | pakovanje | 48 tubes | Becton Dickinson, USA | BD Molecular Swab Sample Buffer Tubes | 50000 | 20% | Vicor d.o.o. & Teamedical d.o.o. | 105-32/24 | 08.10.2024 | 08.10.2025
Reagensi, izuzev za transfuziju | 404-1-110/24-44 | 201 | Laboratorijski testovi i reagensi za aparat multipleks RT PCR - BD MAX | 9 | PCR Cartridge, 24 pcs | RGN214279 | pakovanje | 24 kom | Becton Dickinson, USA | PCR Cartridge | 39000 | 20% | Vicor d.o.o. & Teamedical d.o.o. | 105-32/24 | 08.10.2024 | 08.10.2025
Reagensi, izuzev za transfuziju | 404-1-110/24-44 | 201 | Laboratorijski testovi i reagensi za aparat multipleks RT PCR - BD MAX | 10 | BD MAX Qualification Kit | RGN214280 | Kit | Kit | Becton Dickinson, USA | BD MAX Qualification Kit | 89400 | 20% | Vicor d.o.o. & Teamedical d.o.o. | 105-32/24 | 08.10.2024 | 08.10.2025
Reagensi, izuzev za transfuziju | 404-1-110/24-44 | 201 | Laboratorijski testovi i reagensi za aparat multipleks RT PCR - BD MAX | 11 | BD MAX Enteric Bacterial Panel, 24 testa | RGN233238 | pakovanje | 24 testa | Becton Dickinson, USA | BD MAX Enteric Bacterial Panel | 125300 | 20% | Vicor d.o.o. & Teamedical d.o.o. | 105-32/24 | 08.10.2024 | 08.10.2025
Reagensi, izuzev za transfuziju | 404-1-110/24-44 | 201 | Laboratorijski testovi i reagensi za aparat multipleks RT PCR - BD MAX | 12 | BD MAX Extended Enteric Bacterial Panel, 24 testa | RGN233239 | pakovanje | 24 testa | Becton Dickinson, USA | BD MAX Extended Enteric Bacterial Panel | 66500 | 20% | Vicor d.o.o. & Teamedical d.o.o. | 105-32/24 | 08.10.2024 | 08.10.2025
Reagensi, izuzev za transfuziju | 404-1-110/24-44 | 201 | Laboratorijski testovi i reagensi za aparat multipleks RT PCR - BD MAX | 13 | BD MAX Enteric Parasite Panel, 24 testa | RGN233240 | pakovanje | 24 testa | Becton Dickinson, USA | BD MAX Enteric Parasite Panel | 125300 | 20% | Vicor d.o.o. & Teamedical d.o.o. | 105-32/24 | 08.10.2024 | 08.10.2025
Reagensi, izuzev za transfuziju | 404-1-110/24-44 | 201 | Laboratorijski testovi i reagensi za aparat multipleks RT PCR - BD MAX | 14 | BD MAX Enteric Viral Panel, 24 testa | RGN233241 | pakovanje | 24testa | Becton Dickinson, USA | BD MAX Enteric Viral Panel | 157500 | 20% | Vicor d.o.o. & Teamedical d.o.o. | 105-32/24 | 08.10.2024 | 08.10.2025
Reagensi, izuzev za transfuziju | 404-1-110/24-44 | 201 | Laboratorijski testovi i reagensi za aparat multipleks RT PCR - BD MAX | 15 | BD MAX MDR-TB, 24 testa | RGN233242 | pakovanje | 24 testa | Becton Dickinson, USA | BD MAX MDR-TB | 167000 | 20% | Vicor d.o.o. & Teamedical d.o.o. | 105-32/24 | 08.10.2024 | 08.10.2025
Reagensi, izuzev za transfuziju | 404-1-110/24-44 | 201 | Laboratorijski testovi i reagensi za aparat multipleks RT PCR - BD MAX | 16 | BD MAX STR, 48 tubes | RGN233243 | pakovanje | 48 tubes | Becton Dickinson, USA | BD MAX STR | 52900 | 20% | Vicor d.o.o. & Teamedical d.o.o. | 105-32/24 | 08.10.2024 | 08.10.2025
Reagensi, izuzev za transfuziju | 404-1-110/24-44 | 201 | Laboratorijski testovi i reagensi za aparat multipleks RT PCR - BD MAX | 17 | BD Piercable Caps | RGN233244 | pakovanje | 200 pcs | Becton Dickinson, USA | BD Piercable Caps | 47700 | 20% | Vicor d.o.o. & Teamedical d.o.o. | 105-32/24 | 08.10.2024 | 08.10.2025
Reagensi, izuzev za transfuziju | 404-1-110/24-44 | 202 | Reagensi za aparat Maldi-Tof | 1 | Bruker Matrix HCCA | RGN214281 | pakovanje | 1/2000 | Bruker Daltonik GmbH | IVD Matrix HCCA-portioned | 43200 | 20% | Elta 90 MS d.o.o. | 105-7/24 | 08.10.2024 | 08.10.2025
Reagensi, izuzev za transfuziju | 404-1-110/24-44 | 202 | Reagensi za aparat Maldi-Tof | 2 | Bruker Bacterial test standard | RGN214282 | pakovanje | 1/5 tubica | Bruker Daltonik GmbH | IVD Bacterial Test Standard | 73200 | 20% | Elta 90 MS d.o.o. | 105-7/24 | 08.10.2024 | 08.10.2025
Reagensi, izuzev za transfuziju | 404-1-110/24-44 | 202 | Reagensi za aparat Maldi-Tof | 3 | MALDI Sepsityper kit | RGN214283 | pakovanje | 50/1 | Bruker Daltonik GmbH | MBT Sepsityper IVD Kit | 63600 | 20% | Elta 90 MS d.o.o. | 105-7/24 | 08.10.2024 | 08.10.2025
Reagensi, izuzev za transfuziju | 404-1-110/24-44 | 203 | Reagensi i potrošni materijal za biohemijski aparat SD1 | 1 | 4 Cardiac Kit | RGN230393 | pakovanje | 10 kom | Chengdu Polytech Biological Technology Co., Ltd. | 4 Cardiac Kit | 12500 | 20% | East Diagnostics d.o.o. | 105-5/24 | 08.10.2024 | 08.10.2025
Reagensi, izuzev za transfuziju | 404-1-110/24-44 | 203 | Reagensi i potrošni materijal za biohemijski aparat SD1 | 2 | 7 Electrolyte Kit | RGN230394 | pakovanje | 10 kom | Chengdu Polytech Biological Technology Co., Ltd. | 7 Electrolyte Kit | 12500 | 20% | East Diagnostics d.o.o. | 105-5/24 | 08.10.2024 | 08.10.2025
Reagensi, izuzev za transfuziju | 404-1-110/24-44 | 203 | Reagensi i potrošni materijal za biohemijski aparat SD1 | 3 | 8 Renal Function Kit | RGN230395 | pakovanje | 10 kom | Chengdu Polytech Biological Technology Co., Ltd. | 8 Renal Function Kit | 12500 | 20% | East Diagnostics d.o.o. | 105-5/24 | 08.10.2024 | 08.10.2025
Reagensi, izuzev za transfuziju | 404-1-110/24-44 | 203 | Reagensi i potrošni materijal za biohemijski aparat SD1 | 4 | 10 Relyte kit | RGN230396 | pakovanje | 10 kom | Chengdu Polytech Biological Technology Co., Ltd. | 10 Relyte kit | 12500 | 20% | East Diagnostics d.o.o. | 105-5/24 | 08.10.2024 | 08.10.2025
Reagensi, izuzev za transfuziju | 404-1-110/24-44 | 203 | Reagensi i potrošni materijal za biohemijski aparat SD1 | 5 | 18 General Chemistry II | RGN230397 | pakovanje | 10 kom | Chengdu Polytech Biological Technology Co., Ltd. | 18 General Chemistry II | 12500 | 20% | East Diagnostics d.o.o. | 105-5/24 | 08.10.2024 | 08.10.2025
Reagensi, izuzev za transfuziju | 404-1-110/24-44 | 203 | Reagensi i potrošni materijal za biohemijski aparat SD1 | 6 | 5 CRP kit | RGN230398 | pakovanje | 10 kom | Chengdu Polytech Biological Technology Co., Ltd. | 5 CRP kit | 12500 | 20% | East Diagnostics d.o.o. | 105-5/24 | 08.10.2024 | 08.10.2025
Reagensi, izuzev za transfuziju | 404-1-110/24-44 | 203 | Reagensi i potrošni materijal za biohemijski aparat SD1 | 7 | 6 Lipid Kit | RGN230399 | pakovanje | 10 kom | Chengdu Polytech Biological Technology Co., Ltd. | 6 Lipid Kit | 12500 | 20% | East Diagnostics d.o.o. | 105-5/24 | 08.10.2024 | 08.10.2025
Reagensi, izuzev za transfuziju | 404-1-110/24-44 | 203 | Reagensi i potrošni materijal za biohemijski aparat SD1 | 8 | 10 Liver Function Kit | RGN230400 | pakovanje | 10 kom | Chengdu Polytech Biological Technology Co., Ltd. | 10 Liver Function Kit | 12500 | 20% | East Diagnostics d.o.o. | 105-5/24 | 08.10.2024 | 08.10.2025
Reagensi, izuzev za transfuziju | 404-1-110/24-44 | 203 | Reagensi i potrošni materijal za biohemijski aparat SD1 | 9 | 11 Chemistry CRP Kit | RGN230401 | pakovanje | 10 kom | Chengdu Polytech Biological Technology Co., Ltd. | 11 Chemistry CRP Kit | 12500 | 20% | East Diagnostics d.o.o. | 105-5/24 | 08.10.2024 | 08.10.2025
Reagensi, izuzev za transfuziju | 404-1-110/24-44 | 203 | Reagensi i potrošni materijal za biohemijski aparat SD1 | 10 | 13 Health Check kit | RGN230402 | pakovanje | 10 kom | Chengdu Polytech Biological Technology Co., Ltd. | 13 Health Check kit | 12500 | 20% | East Diagnostics d.o.o. | 105-5/24 | 08.10.2024 | 08.10.2025
Reagensi, izuzev za transfuziju | 404-1-110/24-44 | 203 | Reagensi i potrošni materijal za biohemijski aparat SD1 | 11 | 14 General Chemistry Kit | RGN230403 | pakovanje | 10 kom | Chengdu Polytech Biological Technology Co., Ltd. | 14 General Chemistry Kit | 12500 | 20% | East Diagnostics d.o.o. | 105-5/24 | 08.10.2024 | 08.10.2025
Reagensi, izuzev za transfuziju | 404-1-110/24-44 | 203 | Reagensi i potrošni materijal za biohemijski aparat SD1 | 12 | 17 Conventional Chemistry Kit | RGN230404 | pakovanje | 10 kom | Chengdu Polytech Biological Technology Co., Ltd. | 17 Conventional Chemistry Kit | 12500 | 20% | East Diagnostics d.o.o. | 105-5/24 | 08.10.2024 | 08.10.2025
Reagensi, izuzev za transfuziju | 404-1-110/24-44 | 203 | Reagensi i potrošni materijal za biohemijski aparat SD1 | 13 | 19 General Chemistry III | RGN230405 | pakovanje | 10 kom | Chengdu Polytech Biological Technology Co., Ltd. | 19 General Chemistry III | 12500 | 20% | East Diagnostics d.o.o. | 105-5/24 | 08.10.2024 | 08.10.2025
Reagensi, izuzev za transfuziju | 404-1-110/24-44 | 204 | Reagensi za biohemijski analizator RX Daytona plus I Monaco | 1 | ALP | RGN230406 | pakovanje | 4x20ml 4x7ml | Randox Laboratories | ALP | 8750 | 20% | East Diagnostics d.o.o. | 105-5/24 | 08.10.2024 | 08.10.2025
Reagensi, izuzev za transfuziju | 404-1-110/24-44 | 204 | Reagensi za biohemijski analizator RX Daytona plus I Monaco | 2 | ALT | RGN230407 | pakovanje | 4x20ml 4x7ml | Randox Laboratories | ALT | 8250 | 20% | East Diagnostics d.o.o. | 105-5/24 | 08.10.2024 | 08.10.2025
Reagensi, izuzev za transfuziju | 404-1-110/24-44 | 204 | Reagensi za biohemijski analizator RX Daytona plus I Monaco | 3 | AST | RGN230408 | pakovanje | 4x20ml 4x7ml | Randox Laboratories | AST | 8250 | 20% | East Diagnostics d.o.o. | 105-5/24 | 08.10.2024 | 08.10.2025
Reagensi, izuzev za transfuziju | 404-1-110/24-44 | 204 | Reagensi za biohemijski analizator RX Daytona plus I Monaco | 4 | Bilirubin Direct | RGN230409 | pakovanje | 4x20ml 4x8ml | Randox Laboratories | Bilirubin Direct | 9990 | 20% | East Diagnostics d.o.o. | 105-5/24 | 08.10.2024 | 08.10.2025
Reagensi, izuzev za transfuziju | 404-1-110/24-44 | 204 | Reagensi za biohemijski analizator RX Daytona plus I Monaco | 5 | Bilirubin Total | RGN230410 | pakovanje | 4x20ml 4x8ml | Randox Laboratories | Bilirubin Total | 9990 | 20% | East Diagnostics d.o.o. | 105-5/24 | 08.10.2024 | 08.10.2025
Reagensi, izuzev za transfuziju | 404-1-110/24-44 | 204 | Reagensi za biohemijski analizator RX Daytona plus I Monaco | 6 | Cholesterol | RGN230411 | pakovanje | 4x20ml | Randox Laboratories | Cholesterol | 6300 | 20% | East Diagnostics d.o.o. | 105-5/24 | 08.10.2024 | 08.10.2025
Reagensi, izuzev za transfuziju | 404-1-110/24-44 | 204 | Reagensi za biohemijski analizator RX Daytona plus I Monaco | 7 | CRP Full range | RGN230412 | pakovanje | 4x10ml 4x10ml | Randox Laboratories | CRP Full range | 42175 | 20% | East Diagnostics d.o.o. | 105-5/24 | 08.10.2024 | 08.10.2025
Reagensi, izuzev za transfuziju | 404-1-110/24-44 | 204 | Reagensi za biohemijski analizator RX Daytona plus I Monaco | 8 | CRP Full range Calibrator | RGN230413 | pakovanje | 6 x 2ml | Randox Laboratories | CRP Full range Calibrator | 38000 | 20% | East Diagnostics d.o.o. | 105-5/24 | 08.10.2024 | 08.10.2025
Reagensi, izuzev za transfuziju | 404-1-110/24-44 | 204 | Reagensi za biohemijski analizator RX Daytona plus I Monaco | 9 | Liquid CRP control Level 2 | RGN230414 | pakovanje | 10x1ml | Randox Laboratories | Liquid CRP control Level 2 | 39000 | 20% | East Diagnostics d.o.o. | 105-5/24 | 08.10.2024 | 08.10.2025
Reagensi, izuzev za transfuziju | 404-1-110/24-44 | 204 | Reagensi za biohemijski analizator RX Daytona plus I Monaco | 10 | Liquid CRP control Level 3 | RGN230415 | pakovanje | 10x1ml | Randox Laboratories | Liquid CRP control Level 3 | 39000 | 20% | East Diagnostics d.o.o. | 105-5/24 | 08.10.2024 | 08.10.2025
Reagensi, izuzev za transfuziju | 404-1-110/24-44 | 204 | Reagensi za biohemijski analizator RX Daytona plus I Monaco | 11 | Creatinine Enzymatic | RGN230416 | pakovanje | 4x20ml 4x9.5ml | Randox Laboratories | Creatinine Enzymatic | 27850 | 20% | East Diagnostics d.o.o. | 105-5/24 | 08.10.2024 | 08.10.2025
Reagensi, izuzev za transfuziju | 404-1-110/24-44 | 204 | Reagensi za biohemijski analizator RX Daytona plus I Monaco | 12 | Glucose GOD PAP | RGN230417 | pakovanje | 4x20ml | Randox Laboratories | Glucose GOD PAP | 4250 | 20% | East Diagnostics d.o.o. | 105-5/24 | 08.10.2024 | 08.10.2025
Reagensi, izuzev za transfuziju | 404-1-110/24-44 | 204 | Reagensi za biohemijski analizator RX Daytona plus I Monaco | 13 | GGT | RGN230418 | pakovanje | 4x20ml 4x7ml | Randox Laboratories | GGT | 9500 | 20% | East Diagnostics d.o.o. | 105-5/24 | 08.10.2024 | 08.10.2025
Reagensi, izuzev za transfuziju | 404-1-110/24-44 | 204 | Reagensi za biohemijski analizator RX Daytona plus I Monaco | 14 | Iron | RGN230419 | pakovanje | 4x20ml 4x7ml | Randox Laboratories | Iron | 11550 | 20% | East Diagnostics d.o.o. | 105-5/24 | 08.10.2024 | 08.10.2025
Reagensi, izuzev za transfuziju | 404-1-110/24-44 | 204 | Reagensi za biohemijski analizator RX Daytona plus I Monaco | 15 | Triglycerides | RGN230420 | pakovanje | 4x20ml | Randox Laboratories | Triglycerides | 12950 | 20% | East Diagnostics d.o.o. | 105-5/24 | 08.10.2024 | 08.10.2025
Reagensi, izuzev za transfuziju | 404-1-110/24-44 | 204 | Reagensi za biohemijski analizator RX Daytona plus I Monaco | 16 | Uric Acid | RGN230421 | pakovanje | 4x20ml 4x7ml | Randox Laboratories | Uric Acid | 10500 | 20% | East Diagnostics d.o.o. | 105-5/24 | 08.10.2024 | 08.10.2025
Reagensi, izuzev za transfuziju | 404-1-110/24-44 | 204 | Reagensi za biohemijski analizator RX Daytona plus I Monaco | 17 | Urea | RGN230422 | pakovanje | 4x20ml 4x7ml | Randox Laboratories | Urea | 6750 | 20% | East Diagnostics d.o.o. | 105-5/24 | 08.10.2024 | 08.10.2025
Reagensi, izuzev za transfuziju | 404-1-110/24-44 | 204 | Reagensi za biohemijski analizator RX Daytona plus I Monaco | 18 | Clinical chemistry calibration serum level 3 | RGN230423 | pakovanje | 20x5 ml | Randox Laboratories | Clinical chemistry calibration serum level 3 | 38000 | 20% | East Diagnostics d.o.o. | 105-5/24 | 08.10.2024 | 08.10.2025
Reagensi, izuzev za transfuziju | 404-1-110/24-44 | 204 | Reagensi za biohemijski analizator RX Daytona plus I Monaco | 19 | Assayed Clinical chemistry control level 2 and 3 | RGN230424 | pakovanje | 2x5x5ml | Randox Laboratories | Assayed Clinical chemistry control level 2 and 3 | 16325 | 20% | East Diagnostics d.o.o. | 105-5/24 | 08.10.2024 | 08.10.2025
Reagensi, izuzev za transfuziju | 404-1-110/24-44 | 204 | Reagensi za biohemijski analizator RX Daytona plus I Monaco | 20 | Alkaline detergent | RGN230425 | pakovanje | 1x2L | Randox Laboratories | Alkaline detergent | 14500 | 20% | East Diagnostics d.o.o. | 105-5/24 | 08.10.2024 | 08.10.2025
Reagensi, izuzev za transfuziju | 404-1-110/24-44 | 204 | Reagensi za biohemijski analizator RX Daytona plus I Monaco | 21 | Antibacterial detergent | RGN230426 | pakovanje | 1x500 ml | Randox Laboratories | Antibacterial detergent | 14500 | 20% | East Diagnostics d.o.o. | 105-5/24 | 08.10.2024 | 08.10.2025
Reagensi, izuzev za transfuziju | 404-1-110/24-44 | 204 | Reagensi za biohemijski analizator RX Daytona plus I Monaco | 22 | Normal saline | RGN230427 | pakovanje | 8x68ml | Randox Laboratories | Normal saline | 6775 | 20% | East Diagnostics d.o.o. | 105-5/24 | 08.10.2024 | 08.10.2025
Reagensi, izuzev za transfuziju | 404-1-110/24-44 | 204 | Reagensi za biohemijski analizator RX Daytona plus I Monaco | 23 | RX Wash solution No 1 | RGN230428 | pakovanje | 6x25ml | Randox Laboratories | RX Wash solution No 1 | 27300 | 20% | East Diagnostics d.o.o. | 105-5/24 | 08.10.2024 | 08.10.2025
Reagensi, izuzev za transfuziju | 404-1-110/24-44 | 204 | Reagensi za biohemijski analizator RX Daytona plus I Monaco | 24 | RX Wash solution No 2 | RGN230429 | pakovanje | 6x25ml | Randox Laboratories | RX Wash solution No 2 | 21400 | 20% | East Diagnostics d.o.o. | 105-5/24 | 08.10.2024 | 08.10.2025
Reagensi, izuzev za transfuziju | 404-1-110/24-44 | 204 | Reagensi za biohemijski analizator RX Daytona plus I Monaco | 25 | C1 solution | RGN230430 | pakovanje | 1x2.5 L | Randox Laboratories | C1 solution | 11300 | 20% | East Diagnostics d.o.o. | 105-5/24 | 08.10.2024 | 08.10.2025
Reagensi, izuzev za transfuziju | 404-1-110/24-44 | 204 | Reagensi za biohemijski analizator RX Daytona plus I Monaco | 26 | Acid Wash Solution | RGN230431 | pakovanje | 8x68ml | Randox Laboratories | Acid Wash Solution | 7100 | 20% | East Diagnostics d.o.o. | 105-5/24 | 08.10.2024 | 08.10.2025
Reagensi, izuzev za transfuziju | 404-1-110/24-44 | 205 | Reagensi za biohemijski analizator RX Imola | 1 | ALT | RGN230432 | pakovanje | 6 x 51 ml 6 x 14 ml | Randox Laboratories | ALT | 11975 | 20% | East Diagnostics d.o.o. | 105-5/24 | 08.10.2024 | 08.10.2025
Reagensi, izuzev za transfuziju | 404-1-110/24-44 | 205 | Reagensi za biohemijski analizator RX Imola | 2 | Albumin | RGN230433 | pakovanje | 9x51ml | Randox Laboratories | Albumin | 4375 | 20% | East Diagnostics d.o.o. | 105-5/24 | 08.10.2024 | 08.10.2025
Reagensi, izuzev za transfuziju | 404-1-110/24-44 | 205 | Reagensi za biohemijski analizator RX Imola | 3 | ALP AMP | RGN230434 | pakovanje | 6 x 51 ml 6 x 14 ml | Randox Laboratories | ALP AMP | 12600 | 20% | East Diagnostics d.o.o. | 105-5/24 | 08.10.2024 | 08.10.2025
Reagensi, izuzev za transfuziju | 404-1-110/24-44 | 205 | Reagensi za biohemijski analizator RX Imola | 4 | ALP DEA | RGN230435 | pakovanje | 6 x 51 ml 6 x 14 ml | Randox Laboratories | ALP DEA | 18150 | 20% | East Diagnostics d.o.o. | 105-5/24 | 08.10.2024 | 08.10.2025
Reagensi, izuzev za transfuziju | 404-1-110/24-44 | 205 | Reagensi za biohemijski analizator RX Imola | 5 | Amylase | RGN230436 | pakovanje | 4 x16 ml 4 x 5 ml | Randox Laboratories | Amylase | 33725 | 20% | East Diagnostics d.o.o. | 105-5/24 | 08.10.2024 | 08.10.2025
Reagensi, izuzev za transfuziju | 404-1-110/24-44 | 205 | Reagensi za biohemijski analizator RX Imola | 6 | Amylase Pancreatic | RGN230437 | pakovanje | 4 x16 ml 4 x 5 ml | Randox Laboratories | Amylase Pancreatic | 36075 | 20% | East Diagnostics d.o.o. | 105-5/24 | 08.10.2024 | 08.10.2025
Reagensi, izuzev za transfuziju | 404-1-110/24-44 | 205 | Reagensi za biohemijski analizator RX Imola | 7 | Amylase Pancreatic | RGN230438 | pakovanje | 6 x 20 ml 3 x 10 ml | Randox Laboratories | Amylase Pancreatic | 50300 | 20% | East Diagnostics d.o.o. | 105-5/24 | 08.10.2024 | 08.10.2025
Reagensi, izuzev za transfuziju | 404-1-110/24-44 | 205 | Reagensi za biohemijski analizator RX Imola | 8 | ASO | RGN230439 | pakovanje | 2 x 9 ml 2 x 14 ml | Randox Laboratories | ASO | 55175 | 20% | East Diagnostics d.o.o. | 105-5/24 | 08.10.2024 | 08.10.2025
Reagensi, izuzev za transfuziju | 404-1-110/24-44 | 205 | Reagensi za biohemijski analizator RX Imola | 9 | Apolipoprotein control level 1 | RGN230440 | pakovanje | 3x1ml | Randox Laboratories | Apolipoprotein control level 1 | 16200 | 20% | East Diagnostics d.o.o. | 105-5/24 | 08.10.2024 | 08.10.2025
Reagensi, izuzev za transfuziju | 404-1-110/24-44 | 205 | Reagensi za biohemijski analizator RX Imola | 10 | Apolipoprotein control level 2 | RGN230441 | pakovanje | 3x1ml | Randox Laboratories | Apolipoprotein control level 2 | 16600 | 20% | East Diagnostics d.o.o. | 105-5/24 | 08.10.2024 | 08.10.2025
Reagensi, izuzev za transfuziju | 404-1-110/24-44 | 205 | Reagensi za biohemijski analizator RX Imola | 11 | Apolipoprotein control level 3 | RGN230442 | pakovanje | 3x1ml | Randox Laboratories | Apolipoprotein control level 3 | 16600 | 20% | East Diagnostics d.o.o. | 105-5/24 | 08.10.2024 | 08.10.2025
Reagensi, izuzev za transfuziju | 404-1-110/24-44 | 205 | Reagensi za biohemijski analizator RX Imola | 12 | Apolipoprotein calibrator 2 | RGN230443 | pakovanje | 3x1ml | Randox Laboratories | Apolipoprotein calibrator 2 | 38000 | 20% | East Diagnostics d.o.o. | 105-5/24 | 08.10.2024 | 08.10.2025
Reagensi, izuzev za transfuziju | 404-1-110/24-44 | 205 | Reagensi za biohemijski analizator RX Imola | 13 | Apolipoprotein calibrator | RGN230444 | pakovanje | 3x1ml | Randox Laboratories | Apolipoprotein calibrator | 39600 | 20% | East Diagnostics d.o.o. | 105-5/24 | 08.10.2024 | 08.10.2025
Reagensi, izuzev za transfuziju | 404-1-110/24-44 | 205 | Reagensi za biohemijski analizator RX Imola | 14 | Apolipoprotein B | RGN230445 | pakovanje | 4x20ml 4x12ml | Randox Laboratories | Apolipoprotein B | 44750 | 20% | East Diagnostics d.o.o. | 105-5/24 | 08.10.2024 | 08.10.2025
Reagensi, izuzev za transfuziju | 404-1-110/24-44 | 205 | Reagensi za biohemijski analizator RX Imola | 15 | Apolipoprotein A I | RGN230446 | pakovanje | 4x20ml 4x6ml | Randox Laboratories | Apolipoprotein A I | 48300 | 20% | East Diagnostics d.o.o. | 105-5/24 | 08.10.2024 | 08.10.2025
Reagensi, izuzev za transfuziju | 404-1-110/24-44 | 205 | Reagensi za biohemijski analizator RX Imola | 16 | Apolipoprotein E | RGN230447 | pakovanje | 2 x 11 ml 2 x 5 ml | Randox Laboratories | Apolipoprotein E | 74000 | 20% | East Diagnostics d.o.o. | 105-5/24 | 08.10.2024 | 08.10.2025
Reagensi, izuzev za transfuziju | 404-1-110/24-44 | 205 | Reagensi za biohemijski analizator RX Imola | 17 | AST | RGN230448 | pakovanje | 6 x 51 ml 6 x 14 ml | Randox Laboratories | AST | 11975 | 20% | East Diagnostics d.o.o. | 105-5/24 | 08.10.2024 | 08.10.2025
Reagensi, izuzev za transfuziju | 404-1-110/24-44 | 205 | Reagensi za biohemijski analizator RX Imola | 18 | Bile Acid 5th generation | RGN230449 | pakovanje | 2 x 18 ml 2 x 8 ml | Randox Laboratories | Bile Acid 5th generation | 68000 | 20% | East Diagnostics d.o.o. | 105-5/24 | 08.10.2024 | 08.10.2025
Reagensi, izuzev za transfuziju | 404-1-110/24-44 | 205 | Reagensi za biohemijski analizator RX Imola | 19 | Bilirubin Direct Jendrassic | RGN230450 | pakovanje | 2 x 30 ml 8 x 4 ml 1 x 2 ml | Randox Laboratories | Bilirubin Direct Jendrassic | 5675 | 20% | East Diagnostics d.o.o. | 105-5/24 | 08.10.2024 | 08.10.2025
Reagensi, izuzev za transfuziju | 404-1-110/24-44 | 205 | Reagensi za biohemijski analizator RX Imola | 20 | Bilirubin Total Modified Jendrassic | RGN230451 | pakovanje | 2 x 50 ml 8 x 4 ml | Randox Laboratories | Bilirubin Total Modified Jendrassic | 11450 | 20% | East Diagnostics d.o.o. | 105-5/24 | 08.10.2024 | 08.10.2025
Reagensi, izuzev za transfuziju | 404-1-110/24-44 | 205 | Reagensi za biohemijski analizator RX Imola | 21 | Bilirubin Direct Vanadat Oxidation | RGN230452 | pakovanje | 4 x 20 ml 4 x 8 ml | Randox Laboratories | Bilirubin Direct Vanadat Oxidation | 8300 | 20% | East Diagnostics d.o.o. | 105-5/24 | 08.10.2024 | 08.10.2025
Reagensi, izuzev za transfuziju | 404-1-110/24-44 | 205 | Reagensi za biohemijski analizator RX Imola | 22 | Bilirubin Total Vanadat Oxidation | RGN230453 | pakovanje | 4 x 20 ml 4 x 8 ml | Randox Laboratories | Bilirubin Total Vanadat Oxidation | 8300 | 20% | East Diagnostics d.o.o. | 105-5/24 | 08.10.2024 | 08.10.2025
Reagensi, izuzev za transfuziju | 404-1-110/24-44 | 205 | Reagensi za biohemijski analizator RX Imola | 23 | Calcium | RGN230454 | pakovanje | 9 x 51 ml | Randox Laboratories | Calcium | 19800 | 20% | East Diagnostics d.o.o. | 105-5/24 | 08.10.2024 | 08.10.2025
Reagensi, izuzev za transfuziju | 404-1-110/24-44 | 205 | Reagensi za biohemijski analizator RX Imola | 24 | Cholesterol | RGN230455 | pakovanje | 9 x 51 ml | Randox Laboratories | Cholesterol | 12825 | 20% | East Diagnostics d.o.o. | 105-5/24 | 08.10.2024 | 08.10.2025
Reagensi, izuzev za transfuziju | 404-1-110/24-44 | 205 | Reagensi za biohemijski analizator RX Imola | 25 | Lipid control level 1 | RGN230456 | pakovanje | 5x1ml | Randox Laboratories | Lipid control level 1 | 12550 | 20% | East Diagnostics d.o.o. | 105-5/24 | 08.10.2024 | 08.10.2025
Reagensi, izuzev za transfuziju | 404-1-110/24-44 | 205 | Reagensi za biohemijski analizator RX Imola | 26 | Lipid control level 2 | RGN230457 | pakovanje | 5x1ml | Randox Laboratories | Lipid control level 2 | 12550 | 20% | East Diagnostics d.o.o. | 105-5/24 | 08.10.2024 | 08.10.2025
Reagensi, izuzev za transfuziju | 404-1-110/24-44 | 205 | Reagensi za biohemijski analizator RX Imola | 27 | Lipid control level 3 | RGN230458 | pakovanje | 5x1ml | Randox Laboratories | Lipid control level 3 | 12550 | 20% | East Diagnostics d.o.o. | 105-5/24 | 08.10.2024 | 08.10.2025
Reagensi, izuzev za transfuziju | 404-1-110/24-44 | 205 | Reagensi za biohemijski analizator RX Imola | 28 | CK MB | RGN230459 | pakovanje | 4 x 20 ml 4 x 6 ml | Randox Laboratories | CK MB | 22875 | 20% | East Diagnostics d.o.o. | 105-5/24 | 08.10.2024 | 08.10.2025
Reagensi, izuzev za transfuziju | 404-1-110/24-44 | 205 | Reagensi za biohemijski analizator RX Imola | 29 | CK MB Liquid | RGN230460 | pakovanje | 4 x 20 ml 4 x 6 ml | Randox Laboratories | CK MB Liquid | 31700 | 20% | East Diagnostics d.o.o. | 105-5/24 | 08.10.2024 | 08.10.2025
Reagensi, izuzev za transfuziju | 404-1-110/24-44 | 205 | Reagensi za biohemijski analizator RX Imola | 30 | CK MB Calibrator | RGN230461 | pakovanje | 10x1ml | Randox Laboratories | CK MB Calibrator | 25500 | 20% | East Diagnostics d.o.o. | 105-5/24 | 08.10.2024 | 08.10.2025
Reagensi, izuzev za transfuziju | 404-1-110/24-44 | 205 | Reagensi za biohemijski analizator RX Imola | 31 | CK MB Control | RGN230462 | pakovanje | 10x2ml | Randox Laboratories | CK MB Control | 47680 | 20% | East Diagnostics d.o.o. | 105-5/24 | 08.10.2024 | 08.10.2025
Reagensi, izuzev za transfuziju | 404-1-110/24-44 | 205 | Reagensi za biohemijski analizator RX Imola | 32 | CK NAC (UV DGKC) | RGN230463 | pakovanje | 4 x 20 ml 4 x 6 ml | Randox Laboratories | CK NAC (UV DGKC) | 8350 | 20% | East Diagnostics d.o.o. | 105-5/24 | 08.10.2024 | 08.10.2025
Reagensi, izuzev za transfuziju | 404-1-110/24-44 | 205 | Reagensi za biohemijski analizator RX Imola | 33 | CK NAC (UV IFCC) | RGN230464 | pakovanje | 4 x 16.5 ml 4 x 6.2 ml | Randox Laboratories | CK NAC (UV IFCC) | 22425 | 20% | East Diagnostics d.o.o. | 105-5/24 | 08.10.2024 | 08.10.2025
Reagensi, izuzev za transfuziju | 404-1-110/24-44 | 205 | Reagensi za biohemijski analizator RX Imola | 34 | CO2 Total | RGN230465 | pakovanje | 4 x 21.7 ml | Randox Laboratories | CO2 Total | 12850 | 20% | East Diagnostics d.o.o. | 105-5/24 | 08.10.2024 | 08.10.2025
Reagensi, izuzev za transfuziju | 404-1-110/24-44 | 205 | Reagensi za biohemijski analizator RX Imola | 35 | C3 Complement | RGN230466 | pakovanje | 3 x 20 ml 3 x 6 ml | Randox Laboratories | C3 Complement | 38250 | 20% | East Diagnostics d.o.o. | 105-5/24 | 08.10.2024 | 08.10.2025
Reagensi, izuzev za transfuziju | 404-1-110/24-44 | 205 | Reagensi za biohemijski analizator RX Imola | 36 | C4 Complement | RGN230467 | pakovanje | 3 x 20 ml 3 x 6 ml | Randox Laboratories | C4 Complement | 42750 | 20% | East Diagnostics d.o.o. | 105-5/24 | 08.10.2024 | 08.10.2025
Reagensi, izuzev za transfuziju | 404-1-110/24-44 | 205 | Reagensi za biohemijski analizator RX Imola | 37 | Creatinine (Enzymatic UV) | RGN230468 | pakovanje | 4 x 50 ml 4 x 19.5 ml | Randox Laboratories | Creatinine (Enzymatic UV) | 30352.5 | 20% | East Diagnostics d.o.o. | 105-5/24 | 08.10.2024 | 08.10.2025
Reagensi, izuzev za transfuziju | 404-1-110/24-44 | 205 | Reagensi za biohemijski analizator RX Imola | 38 | Creatinine Jaffe | RGN230469 | pakovanje | 6 x 51 ml 3 x 28 ml | Randox Laboratories | Creatinine Jaffe | 6750 | 20% | East Diagnostics d.o.o. | 105-5/24 | 08.10.2024 | 08.10.2025
Reagensi, izuzev za transfuziju | 404-1-110/24-44 | 205 | Reagensi za biohemijski analizator RX Imola | 39 | CRP | RGN230470 | pakovanje | 6 x 20 ml 3 x 9 ml | Randox Laboratories | CRP | 50875 | 20% | East Diagnostics d.o.o. | 105-5/24 | 08.10.2024 | 08.10.2025
Reagensi, izuzev za transfuziju | 404-1-110/24-44 | 205 | Reagensi za biohemijski analizator RX Imola | 40 | CRP Full range | RGN230471 | pakovanje | 2 x 11 ml 2 x 11 ml | Randox Laboratories | CRP Full range | 16850 | 20% | East Diagnostics d.o.o. | 105-5/24 | 08.10.2024 | 08.10.2025
Reagensi, izuzev za transfuziju | 404-1-110/24-44 | 205 | Reagensi za biohemijski analizator RX Imola | 41 | CRP Full range | RGN230472 | pakovanje | 4 x 50 ml 4 x 50 ml | Randox Laboratories | CRP Full range | 167000 | 20% | East Diagnostics d.o.o. | 105-5/24 | 08.10.2024 | 08.10.2025
Reagensi, izuzev za transfuziju | 404-1-110/24-44 | 205 | Reagensi za biohemijski analizator RX Imola | 42 | CRP High Sensitivity | RGN230473 | pakovanje | 2 x 11 ml 2 x 11 ml | Randox Laboratories | CRP High Sensitivity | 30300 | 20% | East Diagnostics d.o.o. | 105-5/24 | 08.10.2024 | 08.10.2025
Reagensi, izuzev za transfuziju | 404-1-110/24-44 | 205 | Reagensi za biohemijski analizator RX Imola | 43 | Cystatin C | RGN230474 | pakovanje | 2 x 17.6 ml 2 x 6.1 ml | Randox Laboratories | Cystatin C | 52450 | 20% | East Diagnostics d.o.o. | 105-5/24 | 08.10.2024 | 08.10.2025
Reagensi, izuzev za transfuziju | 404-1-110/24-44 | 205 | Reagensi za biohemijski analizator RX Imola | 44 | Cystatin C calibrator | RGN230475 | pakovanje | 6x2ml | Randox Laboratories | Cystatin C calibrator | 49000 | 20% | East Diagnostics d.o.o. | 105-5/24 | 08.10.2024 | 08.10.2025
Reagensi, izuzev za transfuziju | 404-1-110/24-44 | 205 | Reagensi za biohemijski analizator RX Imola | 45 | Cystatin C control | RGN230476 | pakovanje | 3x2ml | Randox Laboratories | Cystatin C control | 38000 | 20% | East Diagnostics d.o.o. | 105-5/24 | 08.10.2024 | 08.10.2025
Reagensi, izuzev za transfuziju | 404-1-110/24-44 | 205 | Reagensi za biohemijski analizator RX Imola | 46 | Ethanol | RGN230477 | pakovanje | 2 x 16.9 ml 2 x 8 ml | Randox Laboratories | Ethanol | 36150 | 20% | East Diagnostics d.o.o. | 105-5/24 | 08.10.2024 | 08.10.2025
Reagensi, izuzev za transfuziju | 404-1-110/24-44 | 205 | Reagensi za biohemijski analizator RX Imola | 47 | Ethanol Calibrator/Control Set | RGN230478 | pakovanje | 10x4ml | Randox Laboratories | Ethanol Calibrator/Control Set | 15000 | 20% | East Diagnostics d.o.o. | 105-5/24 | 08.10.2024 | 08.10.2025
Reagensi, izuzev za transfuziju | 404-1-110/24-44 | 205 | Reagensi za biohemijski analizator RX Imola | 48 | Feritin | RGN230479 | pakovanje | 3 x 20 ml 3 x 11 ml | Randox Laboratories | Feritin | 102100 | 20% | East Diagnostics d.o.o. | 105-5/24 | 08.10.2024 | 08.10.2025
Reagensi, izuzev za transfuziju | 404-1-110/24-44 | 205 | Reagensi za biohemijski analizator RX Imola | 49 | GGT | RGN230480 | pakovanje | 6 x 51 ml 6 x 14 ml | Randox Laboratories | GGT | 22450 | 20% | East Diagnostics d.o.o. | 105-5/24 | 08.10.2024 | 08.10.2025
Reagensi, izuzev za transfuziju | 404-1-110/24-44 | 205 | Reagensi za biohemijski analizator RX Imola | 50 | Glucose GOD PAP | RGN230481 | pakovanje | 9 x 51 ml | Randox Laboratories | Glucose GOD PAP | 7725 | 20% | East Diagnostics d.o.o. | 105-5/24 | 08.10.2024 | 08.10.2025
Reagensi, izuzev za transfuziju | 404-1-110/24-44 | 205 | Reagensi za biohemijski analizator RX Imola | 51 | Glucose Hexokinase | RGN230482 | pakovanje | 4 x 51 ml 3 x 20 ml | Randox Laboratories | Glucose Hexokinase | 18250 | 20% | East Diagnostics d.o.o. | 105-5/24 | 08.10.2024 | 08.10.2025
Reagensi, izuzev za transfuziju | 404-1-110/24-44 | 205 | Reagensi za biohemijski analizator RX Imola | 52 | Haptoglobin | RGN230483 | pakovanje | 1 x 12 ml 2 x 3.825 ml | Randox Laboratories | Haptoglobin | 27800 | 20% | East Diagnostics d.o.o. | 105-5/24 | 08.10.2024 | 08.10.2025
Reagensi, izuzev za transfuziju | 404-1-110/24-44 | 205 | Reagensi za biohemijski analizator RX Imola | 53 | HbA1c | RGN230484 | pakovanje | 3 x 14ml 3 x 14ml | Randox Laboratories | HbA1c | 78450 | 20% | East Diagnostics d.o.o. | 105-5/24 | 08.10.2024 | 08.10.2025
Reagensi, izuzev za transfuziju | 404-1-110/24-44 | 205 | Reagensi za biohemijski analizator RX Imola | 54 | HbA1c II | RGN230485 | pakovanje | 4 x 24 ml 4 x 12 ml | Randox Laboratories | HbA1c II | 98300 | 20% | East Diagnostics d.o.o. | 105-5/24 | 08.10.2024 | 08.10.2025
Reagensi, izuzev za transfuziju | 404-1-110/24-44 | 205 | Reagensi za biohemijski analizator RX Imola | 55 | HbA1c Calibrator | RGN230486 | pakovanje | 5x2ml 1x8ml | Randox Laboratories | HbA1c Calibrator | 26500 | 20% | East Diagnostics d.o.o. | 105-5/24 | 08.10.2024 | 08.10.2025
Reagensi, izuzev za transfuziju | 404-1-110/24-44 | 205 | Reagensi za biohemijski analizator RX Imola | 56 | Liquid HbA1c control set | RGN230487 | pakovanje | 2x2x0.5ml | Randox Laboratories | Liquid HbA1c control set | 25550 | 20% | East Diagnostics d.o.o. | 105-5/24 | 08.10.2024 | 08.10.2025
Reagensi, izuzev za transfuziju | 404-1-110/24-44 | 205 | Reagensi za biohemijski analizator RX Imola | 57 | HDL Cholesterol | RGN230488 | pakovanje | 3 x 51 ml 3 x 20 ml | Randox Laboratories | HDL Cholesterol | 39675 | 20% | East Diagnostics d.o.o. | 105-5/24 | 08.10.2024 | 08.10.2025
Reagensi, izuzev za transfuziju | 404-1-110/24-44 | 205 | Reagensi za biohemijski analizator RX Imola | 58 | Homocysteine | RGN230489 | pakovanje | 2 x 21.7 ml 2 x 4.6 ml | Randox Laboratories | Homocysteine | 139875 | 20% | East Diagnostics d.o.o. | 105-5/24 | 08.10.2024 | 08.10.2025
Reagensi, izuzev za transfuziju | 404-1-110/24-44 | 205 | Reagensi za biohemijski analizator RX Imola | 59 | IgA | RGN230490 | pakovanje | 3 x 20 ml 3 x 14 ml | Randox Laboratories | IgA | 48575 | 20% | East Diagnostics d.o.o. | 105-5/24 | 08.10.2024 | 08.10.2025
Reagensi, izuzev za transfuziju | 404-1-110/24-44 | 205 | Reagensi za biohemijski analizator RX Imola | 60 | IgE | RGN230491 | pakovanje | 1 x 8 ml 1 x 5 ml | Randox Laboratories | IgE | 26700 | 20% | East Diagnostics d.o.o. | 105-5/24 | 08.10.2024 | 08.10.2025
Reagensi, izuzev za transfuziju | 404-1-110/24-44 | 205 | Reagensi za biohemijski analizator RX Imola | 61 | IgE Calibrator | RGN230492 | pakovanje | 6x1ml | Randox Laboratories | IgE Calibrator | 23500 | 20% | East Diagnostics d.o.o. | 105-5/24 | 08.10.2024 | 08.10.2025
Reagensi, izuzev za transfuziju | 404-1-110/24-44 | 205 | Reagensi za biohemijski analizator RX Imola | 62 | IgG | RGN230493 | pakovanje | 3 x 20 ml 3 x 14 ml | Randox Laboratories | IgG | 48575 | 20% | East Diagnostics d.o.o. | 105-5/24 | 08.10.2024 | 08.10.2025
Reagensi, izuzev za transfuziju | 404-1-110/24-44 | 205 | Reagensi za biohemijski analizator RX Imola | 63 | IgM | RGN230494 | pakovanje | 3x20ml | Randox Laboratories | IgM | 48575 | 20% | East Diagnostics d.o.o. | 105-5/24 | 08.10.2024 | 08.10.2025
Reagensi, izuzev za transfuziju | 404-1-110/24-44 | 205 | Reagensi za biohemijski analizator RX Imola | 64 | Imunoglobulin calibrator | RGN230495 | pakovanje | 3x1ml | Randox Laboratories | Imunoglobulin calibrator | 28200 | 20% | East Diagnostics d.o.o. | 105-5/24 | 08.10.2024 | 08.10.2025
Reagensi, izuzev za transfuziju | 404-1-110/24-44 | 205 | Reagensi za biohemijski analizator RX Imola | 65 | Specific protein calibrator, undiluted sample assays | RGN230496 | pakovanje | 5x1ml | Randox Laboratories | Specific protein calibrator, undiluted sample assays | 49000 | 20% | East Diagnostics d.o.o. | 105-5/24 | 08.10.2024 | 08.10.2025
Reagensi, izuzev za transfuziju | 404-1-110/24-44 | 205 | Reagensi za biohemijski analizator RX Imola | 66 | Specific protein calibrator, diluted sample assays | RGN230497 | pakovanje | 5x1ml | Randox Laboratories | Specific protein calibrator, diluted sample assays | 49000 | 20% | East Diagnostics d.o.o. | 105-5/24 | 08.10.2024 | 08.10.2025
Reagensi, izuzev za transfuziju | 404-1-110/24-44 | 205 | Reagensi za biohemijski analizator RX Imola | 67 | Specific protein Control level 1 | RGN230498 | pakovanje | 6x3ml | Randox Laboratories | Specific protein Control level 1 | 106150 | 20% | East Diagnostics d.o.o. | 105-5/24 | 08.10.2024 | 08.10.2025
Reagensi, izuzev za transfuziju | 404-1-110/24-44 | 205 | Reagensi za biohemijski analizator RX Imola | 68 | Specific protein Control level 2 | RGN230499 | pakovanje | 6x3ml | Randox Laboratories | Specific protein Control level 2 | 106150 | 20% | East Diagnostics d.o.o. | 105-5/24 | 08.10.2024 | 08.10.2025
Reagensi, izuzev za transfuziju | 404-1-110/24-44 | 205 | Reagensi za biohemijski analizator RX Imola | 69 | Specific protein Control level 3 | RGN230500 | pakovanje | 6x3ml | Randox Laboratories | Specific protein Control level 3 | 106150 | 20% | East Diagnostics d.o.o. | 105-5/24 | 08.10.2024 | 08.10.2025
Reagensi, izuzev za transfuziju | 404-1-110/24-44 | 205 | Reagensi za biohemijski analizator RX Imola | 70 | Iron | RGN230501 | pakovanje | 6 x 20 ml 3 x 11 ml | Randox Laboratories | Iron | 5500 | 20% | East Diagnostics d.o.o. | 105-5/24 | 08.10.2024 | 08.10.2025
Reagensi, izuzev za transfuziju | 404-1-110/24-44 | 205 | Reagensi za biohemijski analizator RX Imola | 71 | Lactate | RGN230502 | pakovanje | 4 x 20.5ml | Randox Laboratories | Lactate | 13325 | 20% | East Diagnostics d.o.o. | 105-5/24 | 08.10.2024 | 08.10.2025
Reagensi, izuzev za transfuziju | 404-1-110/24-44 | 205 | Reagensi za biohemijski analizator RX Imola | 72 | LDH NAD | RGN230503 | pakovanje | 6 x 20 ml 3 x 18 ml | Randox Laboratories | LDH NAD | 11700 | 20% | East Diagnostics d.o.o. | 105-5/24 | 08.10.2024 | 08.10.2025
Reagensi, izuzev za transfuziju | 404-1-110/24-44 | 205 | Reagensi za biohemijski analizator RX Imola | 73 | LDH UV | RGN230504 | pakovanje | 6 x 20 ml 3 x 11 ml | Randox Laboratories | LDH UV | 6475 | 20% | East Diagnostics d.o.o. | 105-5/24 | 08.10.2024 | 08.10.2025
Reagensi, izuzev za transfuziju | 404-1-110/24-44 | 205 | Reagensi za biohemijski analizator RX Imola | 74 | LDL Cholesterol | RGN230505 | pakovanje | 3 x 51 ml 3 x 20 ml | Randox Laboratories | LDL Cholesterol | 56650 | 20% | East Diagnostics d.o.o. | 105-5/24 | 08.10.2024 | 08.10.2025
Reagensi, izuzev za transfuziju | 404-1-110/24-44 | 205 | Reagensi za biohemijski analizator RX Imola | 75 | Lipase | RGN230506 | pakovanje | 3 x 9 ml 3 x 6 ml | Randox Laboratories | Lipase | 21660 | 20% | East Diagnostics d.o.o. | 105-5/24 | 08.10.2024 | 08.10.2025
Reagensi, izuzev za transfuziju | 404-1-110/24-44 | 205 | Reagensi za biohemijski analizator RX Imola | 76 | Lipoprotein a (calibrator included) | RGN230507 | pakovanje | 1 x 10 ml 1 x 6 ml | Randox Laboratories | Lipoprotein a (calibrator included) | 62000 | 20% | East Diagnostics d.o.o. | 105-5/24 | 08.10.2024 | 08.10.2025
Reagensi, izuzev za transfuziju | 404-1-110/24-44 | 205 | Reagensi za biohemijski analizator RX Imola | 77 | Magnesium | RGN230508 | pakovanje | 6 x 20 ml | Randox Laboratories | Magnesium | 5225 | 20% | East Diagnostics d.o.o. | 105-5/24 | 08.10.2024 | 08.10.2025
Reagensi, izuzev za transfuziju | 404-1-110/24-44 | 205 | Reagensi za biohemijski analizator RX Imola | 78 | Microalbumin calibrator series | RGN230509 | pakovanje | 6x2ml | Randox Laboratories | Microalbumin calibrator series | 21100 | 20% | East Diagnostics d.o.o. | 105-5/24 | 08.10.2024 | 08.10.2025
Reagensi, izuzev za transfuziju | 404-1-110/24-44 | 205 | Reagensi za biohemijski analizator RX Imola | 79 | Microalbumin | RGN230510 | pakovanje | 6 x 20 ml 3 x 8 ml | Randox Laboratories | Microalbumin | 87300 | 20% | East Diagnostics d.o.o. | 105-5/24 | 08.10.2024 | 08.10.2025
Reagensi, izuzev za transfuziju | 404-1-110/24-44 | 205 | Reagensi za biohemijski analizator RX Imola | 80 | sLDL-cholesterol | RGN230511 | pakovanje | 1 x 19.8 ml, 1 x 8.6 ml | Randox Laboratories | sLDL-cholesterol | 116000 | 20% | East Diagnostics d.o.o. | 105-5/24 | 08.10.2024 | 08.10.2025
Reagensi, izuzev za transfuziju | 404-1-110/24-44 | 205 | Reagensi za biohemijski analizator RX Imola | 81 | sLDL calibrator | RGN230512 | pakovanje | 3 x 1 ml | Randox Laboratories | sLDL calibrator | 14950 | 20% | East Diagnostics d.o.o. | 105-5/24 | 08.10.2024 | 08.10.2025
Reagensi, izuzev za transfuziju | 404-1-110/24-44 | 205 | Reagensi za biohemijski analizator RX Imola | 82 | sLDL control level 1 | RGN230513 | pakovanje | 3 x 1 ml | Randox Laboratories | sLDL control level 1 | 16600 | 20% | East Diagnostics d.o.o. | 105-5/24 | 08.10.2024 | 08.10.2025
Reagensi, izuzev za transfuziju | 404-1-110/24-44 | 205 | Reagensi za biohemijski analizator RX Imola | 83 | sLDL control level 2 | RGN230514 | pakovanje | 3 x 1 ml | Randox Laboratories | sLDL control level 2 | 18625 | 20% | East Diagnostics d.o.o. | 105-5/24 | 08.10.2024 | 08.10.2025
Reagensi, izuzev za transfuziju | 404-1-110/24-44 | 205 | Reagensi za biohemijski analizator RX Imola | 84 | sLDL control level 3 | RGN230515 | pakovanje | 3 x 1 ml | Randox Laboratories | sLDL control level 3 | 16600 | 20% | East Diagnostics d.o.o. | 105-5/24 | 08.10.2024 | 08.10.2025
Reagensi, izuzev za transfuziju | 404-1-110/24-44 | 205 | Reagensi za biohemijski analizator RX Imola | 85 | Phosphorus UV | RGN230516 | pakovanje | 6 x 20 ml | Randox Laboratories | Phosphorus UV | 6200 | 20% | East Diagnostics d.o.o. | 105-5/24 | 08.10.2024 | 08.10.2025
Reagensi, izuzev za transfuziju | 404-1-110/24-44 | 205 | Reagensi za biohemijski analizator RX Imola | 86 | RF | RGN230517 | pakovanje | 2 x 20 ml 2 x 8 ml | Randox Laboratories | RF | 38200 | 20% | East Diagnostics d.o.o. | 105-5/24 | 08.10.2024 | 08.10.2025
Reagensi, izuzev za transfuziju | 404-1-110/24-44 | 205 | Reagensi za biohemijski analizator RX Imola | 87 | TIBC | RGN230518 | pakovanje | 4 x 9 ml 4 x 4 ml | Randox Laboratories | TIBC | 49050 | 20% | East Diagnostics d.o.o. | 105-5/24 | 08.10.2024 | 08.10.2025
Reagensi, izuzev za transfuziju | 404-1-110/24-44 | 205 | Reagensi za biohemijski analizator RX Imola | 88 | Total protein | RGN230519 | pakovanje | 9 x 51 ml | Randox Laboratories | Total protein | 12000 | 20% | East Diagnostics d.o.o. | 105-5/24 | 08.10.2024 | 08.10.2025
Reagensi, izuzev za transfuziju | 404-1-110/24-44 | 205 | Reagensi za biohemijski analizator RX Imola | 89 | Total protein | RGN230520 | pakovanje | 4 x 51 ml 4 x 44 ml | Randox Laboratories | Total protein | 7600 | 20% | East Diagnostics d.o.o. | 105-5/24 | 08.10.2024 | 08.10.2025
Reagensi, izuzev za transfuziju | 404-1-110/24-44 | 205 | Reagensi za biohemijski analizator RX Imola | 90 | Transferrin | RGN230521 | pakovanje | 6 x 20 ml 3 x 14 ml | Randox Laboratories | Transferrin | 90225 | 20% | East Diagnostics d.o.o. | 105-5/24 | 08.10.2024 | 08.10.2025
Reagensi, izuzev za transfuziju | 404-1-110/24-44 | 205 | Reagensi za biohemijski analizator RX Imola | 91 | Triglycerides | RGN230522 | pakovanje | 6 x 51 ml | Randox Laboratories | Triglycerides | 10325 | 20% | East Diagnostics d.o.o. | 105-5/24 | 08.10.2024 | 08.10.2025
Reagensi, izuzev za transfuziju | 404-1-110/24-44 | 205 | Reagensi za biohemijski analizator RX Imola | 92 | Urea enzymatic | RGN230523 | pakovanje | 6 x 51 ml 4 x 20 ml | Randox Laboratories | Urea enzymatic | 8875 | 20% | East Diagnostics d.o.o. | 105-5/24 | 08.10.2024 | 08.10.2025
Reagensi, izuzev za transfuziju | 404-1-110/24-44 | 205 | Reagensi za biohemijski analizator RX Imola | 93 | Uric Acid | RGN230524 | pakovanje | 6 x 51 ml 4 x 20 ml | Randox Laboratories | Uric Acid | 39775 | 20% | East Diagnostics d.o.o. | 105-5/24 | 08.10.2024 | 08.10.2025
Reagensi, izuzev za transfuziju | 404-1-110/24-44 | 205 | Reagensi za biohemijski analizator RX Imola | 94 | Uric Acid | RGN230525 | pakovanje | 9 x 51 ml | Randox Laboratories | Uric Acid | 26225 | 20% | East Diagnostics d.o.o. | 105-5/24 | 08.10.2024 | 08.10.2025
Reagensi, izuzev za transfuziju | 404-1-110/24-44 | 205 | Reagensi za biohemijski analizator RX Imola | 95 | Clinical chemistry calibration serum level 3 | RGN230526 | pakovanje | 20x5 ml | Randox Laboratories | Clinical chemistry calibration serum level 3 | 38000 | 20% | East Diagnostics d.o.o. | 105-5/24 | 08.10.2024 | 08.10.2025
Reagensi, izuzev za transfuziju | 404-1-110/24-44 | 205 | Reagensi za biohemijski analizator RX Imola | 96 | Assayed Clinical chemistry control level 2 and 3 | RGN230527 | pakovanje | 2x5x5ml | Randox Laboratories | Assayed Clinical chemistry control level 2 and 3 | 16325 | 20% | East Diagnostics d.o.o. | 105-5/24 | 08.10.2024 | 08.10.2025
Reagensi, izuzev za transfuziju | 404-1-110/24-44 | 205 | Reagensi za biohemijski analizator RX Imola | 97 | HDL/LDL Cholesterol Calibrator | RGN230528 | pakovanje | 3x1ml | Randox Laboratories | HDL/LDL Cholesterol Calibrator | 11450 | 20% | East Diagnostics d.o.o. | 105-5/24 | 08.10.2024 | 08.10.2025
Reagensi, izuzev za transfuziju | 404-1-110/24-44 | 205 | Reagensi za biohemijski analizator RX Imola | 98 | High sensitivity CRP calibrator series | RGN230529 | pakovanje | 6x2ml | Randox Laboratories | High sensitivity CRP calibrator series | 38000 | 20% | East Diagnostics d.o.o. | 105-5/24 | 08.10.2024 | 08.10.2025
Reagensi, izuzev za transfuziju | 404-1-110/24-44 | 205 | Reagensi za biohemijski analizator RX Imola | 99 | High sensitivity CRP control level 1 | RGN230530 | pakovanje | 10x1ml | Randox Laboratories | High sensitivity CRP control level 1 | 36000 | 20% | East Diagnostics d.o.o. | 105-5/24 | 08.10.2024 | 08.10.2025
Reagensi, izuzev za transfuziju | 404-1-110/24-44 | 205 | Reagensi za biohemijski analizator RX Imola | 100 | High sensitivity CRP control level 2 | RGN230531 | pakovanje | 10x1ml | Randox Laboratories | High sensitivity CRP control level 2 | 36000 | 20% | East Diagnostics d.o.o. | 105-5/24 | 08.10.2024 | 08.10.2025
Reagensi, izuzev za transfuziju | 404-1-110/24-44 | 205 | Reagensi za biohemijski analizator RX Imola | 101 | Liquid CRP control Level 2 | RGN230532 | pakovanje | 10x1ml | Randox Laboratories | Liquid CRP control Level 2 | 39000 | 20% | East Diagnostics d.o.o. | 105-5/24 | 08.10.2024 | 08.10.2025
Reagensi, izuzev za transfuziju | 404-1-110/24-44 | 205 | Reagensi za biohemijski analizator RX Imola | 102 | Liquid CRP control Level 3 | RGN230533 | pakovanje | 10x1ml | Randox Laboratories | Liquid CRP control Level 3 | 39000 | 20% | East Diagnostics d.o.o. | 105-5/24 | 08.10.2024 | 08.10.2025
Reagensi, izuzev za transfuziju | 404-1-110/24-44 | 205 | Reagensi za biohemijski analizator RX Imola | 103 | CRP Full range Calibrator | RGN230534 | pakovanje | 6 x 2ml | Randox Laboratories | CRP Full range Calibrator | 38000 | 20% | East Diagnostics d.o.o. | 105-5/24 | 08.10.2024 | 08.10.2025
Reagensi, izuzev za transfuziju | 404-1-110/24-44 | 205 | Reagensi za biohemijski analizator RX Imola | 104 | RX Wash solution No 1 | RGN230535 | pakovanje | 6x25ml | Randox Laboratories | RX Wash solution No 1 | 27300 | 20% | East Diagnostics d.o.o. | 105-5/24 | 08.10.2024 | 08.10.2025
Reagensi, izuzev za transfuziju | 404-1-110/24-44 | 205 | Reagensi za biohemijski analizator RX Imola | 105 | RX Wash solution No 2 | RGN230536 | pakovanje | 6x25ml | Randox Laboratories | RX Wash solution No 2 | 21400 | 20% | East Diagnostics d.o.o. | 105-5/24 | 08.10.2024 | 08.10.2025
Reagensi, izuzev za transfuziju | 404-1-110/24-44 | 205 | Reagensi za biohemijski analizator RX Imola | 106 | C1 solution | RGN230537 | pakovanje | 1x2.5 L | Randox Laboratories | C1 solution | 11300 | 20% | East Diagnostics d.o.o. | 105-5/24 | 08.10.2024 | 08.10.2025
Reagensi, izuzev za transfuziju | 404-1-110/24-44 | 205 | Reagensi za biohemijski analizator RX Imola | 107 | Acid Wash Solution | RGN230538 | pakovanje | 6x80ml | Randox Laboratories | Acid Wash Solution | 6100 | 20% | East Diagnostics d.o.o. | 105-5/24 | 08.10.2024 | 08.10.2025
Reagensi, izuzev za transfuziju | 404-1-110/24-44 | 205 | Reagensi za biohemijski analizator RX Imola | 108 | Normal saline | RGN230539 | pakovanje | 10x100ml | Randox Laboratories | Normal saline | 11100 | 20% | East Diagnostics d.o.o. | 105-5/24 | 08.10.2024 | 08.10.2025
Reagensi, izuzev za transfuziju | 404-1-110/24-44 | 205 | Reagensi za biohemijski analizator RX Imola | 109 | Sodium electrode | RGN230540 | pakovanje | 1 | Randox Laboratories | Sodium electrode | 64250 | 20% | East Diagnostics d.o.o. | 105-5/24 | 08.10.2024 | 08.10.2025
Reagensi, izuzev za transfuziju | 404-1-110/24-44 | 205 | Reagensi za biohemijski analizator RX Imola | 110 | Potasium electrode | RGN230541 | pakovanje | 1 | Randox Laboratories | Potasium electrode | 59250 | 20% | East Diagnostics d.o.o. | 105-5/24 | 08.10.2024 | 08.10.2025
Reagensi, izuzev za transfuziju | 404-1-110/24-44 | 205 | Reagensi za biohemijski analizator RX Imola | 111 | Chloride electrode | RGN230542 | pakovanje | 1 | Randox Laboratories | Chloride electrode | 54250 | 20% | East Diagnostics d.o.o. | 105-5/24 | 08.10.2024 | 08.10.2025
Reagensi, izuzev za transfuziju | 404-1-110/24-44 | 205 | Reagensi za biohemijski analizator RX Imola | 112 | Reference electrode | RGN230543 | pakovanje | 1 | Randox Laboratories | Reference electrode | 64250 | 20% | East Diagnostics d.o.o. | 105-5/24 | 08.10.2024 | 08.10.2025
Reagensi, izuzev za transfuziju | 404-1-110/24-44 | 205 | Reagensi za biohemijski analizator RX Imola | 113 | ISE Diluent | RGN230544 | pakovanje | 4x68 ml | Randox Laboratories | ISE Diluent | 30000 | 20% | East Diagnostics d.o.o. | 105-5/24 | 08.10.2024 | 08.10.2025
Reagensi, izuzev za transfuziju | 404-1-110/24-44 | 205 | Reagensi za biohemijski analizator RX Imola | 114 | Etching | RGN230545 | pakovanje | 1x30ml | Randox Laboratories | Etching | 32460 | 20% | East Diagnostics d.o.o. | 105-5/24 | 08.10.2024 | 08.10.2025
Reagensi, izuzev za transfuziju | 404-1-110/24-44 | 205 | Reagensi za biohemijski analizator RX Imola | 115 | H solution | RGN230546 | pakovanje | 2x12.5ml | Randox Laboratories | H solution | 22280 | 20% | East Diagnostics d.o.o. | 105-5/24 | 08.10.2024 | 08.10.2025
Reagensi, izuzev za transfuziju | 404-1-110/24-44 | 205 | Reagensi za biohemijski analizator RX Imola | 116 | L solution | RGN230547 | pakovanje | 1x450ml | Randox Laboratories | L solution | 22580 | 20% | East Diagnostics d.o.o. | 105-5/24 | 08.10.2024 | 08.10.2025
Reagensi, izuzev za transfuziju | 404-1-110/24-44 | 205 | Reagensi za biohemijski analizator RX Imola | 117 | REF Solution | RGN230548 | pakovanje | 1x140ml | Randox Laboratories | REF Solution | 27800 | 20% | East Diagnostics d.o.o. | 105-5/24 | 08.10.2024 | 08.10.2025
Reagensi, izuzev za transfuziju | 404-1-110/24-44 | 205 | Reagensi za biohemijski analizator RX Imola | 118 | ISE Solution | RGN230549 | pakovanje | 1x100ml | Randox Laboratories | ISE Solution | 42280 | 20% | East Diagnostics d.o.o. | 105-5/24 | 08.10.2024 | 08.10.2025
Reagensi, izuzev za transfuziju | 404-1-110/24-44 | 206 | Reagensi za biohemijski anlizator CS-1300/1200 (Dirui) | 1 | ALB - Albumin | RGN230550 | pakovanje | 730 | Dirui Industrial Co., Ltd., Kina | ALBUMIN REAGENT KIT (ALB) | 2085.81 | 20% | Euromedicina d.o.o. | 105-8/24 | 08.10.2024 | 08.10.2025
Reagensi, izuzev za transfuziju | 404-1-110/24-44 | 206 | Reagensi za biohemijski anlizator CS-1300/1200 (Dirui) | 2 | ALP - Alkaline Phosphatase | RGN230551 | pakovanje | 860 | Dirui Industrial Co., Ltd., Kina | ALKALINE PHOSPHATASE REAGENT KIT (ALP) | 3337.2 | 20% | Euromedicina d.o.o. | 105-8/24 | 08.10.2024 | 08.10.2025
Reagensi, izuzev za transfuziju | 404-1-110/24-44 | 206 | Reagensi za biohemijski anlizator CS-1300/1200 (Dirui) | 3 | ALT - Alanine Aminotransferase | RGN230552 | pakovanje | 728 | Dirui Industrial Co., Ltd., Kina | ALANINE AMINOTRANSFERASE LIQUID KIT (ALT) | 5673.24 | 20% | Euromedicina d.o.o. | 105-8/24 | 08.10.2024 | 08.10.2025
Reagensi, izuzev za transfuziju | 404-1-110/24-44 | 206 | Reagensi za biohemijski anlizator CS-1300/1200 (Dirui) | 4 | AMY - Amylase | RGN230553 | pakovanje | 728 | Dirui Industrial Co., Ltd., Kina | AMYLASE REAGENT KIT (AMY) | 27632.02 | 20% | Euromedicina d.o.o. | 105-8/24 | 08.10.2024 | 08.10.2025
Reagensi, izuzev za transfuziju | 404-1-110/24-44 | 206 | Reagensi za biohemijski anlizator CS-1300/1200 (Dirui) | 5 | AST - Aspartate Aminotransferase | RGN230554 | pakovanje | 728 | Dirui Industrial Co., Ltd., Kina | ASPARTATE AMINOTRANSFERASE REAGENT KIT (AST) | 5673.24 | 20% | Euromedicina d.o.o. | 105-8/24 | 08.10.2024 | 08.10.2025
Reagensi, izuzev za transfuziju | 404-1-110/24-44 | 206 | Reagensi za biohemijski anlizator CS-1300/1200 (Dirui) | 6 | DB - Direct Bilirubin | RGN230555 | pakovanje | 870 | Dirui Industrial Co., Ltd., Kina | DIRECT BILIRUBIN REAGENT KIT (DB) | 5422.95 | 20% | Euromedicina d.o.o. | 105-8/24 | 08.10.2024 | 08.10.2025
Reagensi, izuzev za transfuziju | 404-1-110/24-44 | 206 | Reagensi za biohemijski anlizator CS-1300/1200 (Dirui) | 7 | TB - Total Bilirubin | RGN230556 | pakovanje | 870 | Dirui Industrial Co., Ltd., Kina | TOTAL BILIRUBIN REAGENT KIT (TB) | 6832.92 | 20% | Euromedicina d.o.o. | 105-8/24 | 08.10.2024 | 08.10.2025
Reagensi, izuzev za transfuziju | 404-1-110/24-44 | 206 | Reagensi za biohemijski anlizator CS-1300/1200 (Dirui) | 8 | TC - Total Cholesterol | RGN230557 | pakovanje | 728 | Dirui Industrial Co., Ltd., Kina | CHOLESTEROL REAGENT KIT (TC) | 9010.44 | 20% | Euromedicina d.o.o. | 105-8/24 | 08.10.2024 | 08.10.2025
Reagensi, izuzev za transfuziju | 404-1-110/24-44 | 206 | Reagensi za biohemijski anlizator CS-1300/1200 (Dirui) | 9 | HDL-C - High Density Lipoprotein-Cholesterol | RGN230558 | pakovanje | 438 | Dirui Industrial Co., Ltd., Kina | HIGH DENSITY LIPOPROTEIN CHOLESTEROL REAGENT KIT (HDL-C) | 21691.8 | 20% | Euromedicina d.o.o. | 105-8/24 | 08.10.2024 | 08.10.2025
Reagensi, izuzev za transfuziju | 404-1-110/24-44 | 206 | Reagensi za biohemijski anlizator CS-1300/1200 (Dirui) | 10 | Ca ARS - Calcium-Arsenazo | RGN230559 | pakovanje | 730 | Dirui Industrial Co., Ltd., Kina | CALCIUM REAGENT KIT (Ca-ARS) | 6257.25 | 20% | Euromedicina d.o.o. | 105-8/24 | 08.10.2024 | 08.10.2025
Reagensi, izuzev za transfuziju | 404-1-110/24-44 | 206 | Reagensi za biohemijski anlizator CS-1300/1200 (Dirui) | 11 | CK - Creatinine Kinase | RGN230560 | pakovanje | 860 | Dirui Industrial Co., Ltd., Kina | CREATINE KINASE REAGENT KIT (CK) | 25029 | 20% | Euromedicina d.o.o. | 105-8/24 | 08.10.2024 | 08.10.2025
Reagensi, izuzev za transfuziju | 404-1-110/24-44 | 206 | Reagensi za biohemijski anlizator CS-1300/1200 (Dirui) | 12 | CK MB - Creatinine Kinase MB Isoenzyme | RGN230561 | pakovanje | 854 | Dirui Industrial Co., Ltd., Kina | CREATINE KINASE MB ISOENZYME REAGENT KIT (CK-MB) | 42720 | 20% | Euromedicina d.o.o. | 105-8/24 | 08.10.2024 | 08.10.2025
Reagensi, izuzev za transfuziju | 404-1-110/24-44 | 206 | Reagensi za biohemijski anlizator CS-1300/1200 (Dirui) | 13 | CRE - Creatinine | RGN230562 | pakovanje | 2500 | BioSystems S.A., Španija | CREATININE | 6400 | 20% | Euromedicina d.o.o. | 105-8/24 | 08.10.2024 | 08.10.2025
Reagensi, izuzev za transfuziju | 404-1-110/24-44 | 206 | Reagensi za biohemijski anlizator CS-1300/1200 (Dirui) | 14 | CHE - Cholinesterase | RGN230563 | pakovanje | 728 | Dirui Industrial Co., Ltd., Kina | CHOLINSTERASE REAGENT KIT (CHE) | 13832.83 | 20% | Euromedicina d.o.o. | 105-8/24 | 08.10.2024 | 08.10.2025
Reagensi, izuzev za transfuziju | 404-1-110/24-44 | 206 | Reagensi za biohemijski anlizator CS-1300/1200 (Dirui) | 15 | GLU-OX - Glucose - Oxidase | RGN230564 | pakovanje | 723 | Dirui Industrial Co., Ltd., Kina | GLUCOSE REAGENT KIT (GLU-OX) | 3018.73 | 20% | Euromedicina d.o.o. | 105-8/24 | 08.10.2024 | 08.10.2025
Reagensi, izuzev za transfuziju | 404-1-110/24-44 | 206 | Reagensi za biohemijski anlizator CS-1300/1200 (Dirui) | 16 | GLU-HK - Glucose - Heksokinase | RGN230565 | pakovanje | 728 | Dirui Industrial Co., Ltd., Kina | GLUCOSE REAGENT KIT (GLU-HK) | 4004.64 | 20% | Euromedicina d.o.o. | 105-8/24 | 08.10.2024 | 08.10.2025
Reagensi, izuzev za transfuziju | 404-1-110/24-44 | 206 | Reagensi za biohemijski anlizator CS-1300/1200 (Dirui) | 17 | GGT - γ-Glutamyl Transferase | RGN230566 | pakovanje | 860 | Dirui Industrial Co., Ltd., Kina | γ-GLUTAMYL TRANSFERASE REAGENT KIT (GGT) | 7008.12 | 20% | Euromedicina d.o.o. | 105-8/24 | 08.10.2024 | 08.10.2025
Reagensi, izuzev za transfuziju | 404-1-110/24-44 | 206 | Reagensi za biohemijski anlizator CS-1300/1200 (Dirui) | 18 | LDH - Lactate Dehydrogenase | RGN230567 | pakovanje | 728 | Dirui Industrial Co., Ltd., Kina | LACTATE DEHYDROGENASE REAGENT KIT (LDH) | 6277.47 | 20% | Euromedicina d.o.o. | 105-8/24 | 08.10.2024 | 08.10.2025
Reagensi, izuzev za transfuziju | 404-1-110/24-44 | 206 | Reagensi za biohemijski anlizator CS-1300/1200 (Dirui) | 19 | Mg XB - Magnesium | RGN230568 | pakovanje | 730 | Dirui Industrial Co., Ltd., Kina | MAGNESIUM REAGENT KIT (MG) | 7786.8 | 20% | Euromedicina d.o.o. | 105-8/24 | 08.10.2024 | 08.10.2025
Reagensi, izuzev za transfuziju | 404-1-110/24-44 | 206 | Reagensi za biohemijski anlizator CS-1300/1200 (Dirui) | 20 | PHOS - Inorganic Phosphorus | RGN230569 | pakovanje | 730 | Dirui Industrial Co., Ltd., Kina | INORGANIC PHOSPHORUS REAGENT KIT (PHOS) | 4964.09 | 20% | Euromedicina d.o.o. | 105-8/24 | 08.10.2024 | 08.10.2025
Reagensi, izuzev za transfuziju | 404-1-110/24-44 | 206 | Reagensi za biohemijski anlizator CS-1300/1200 (Dirui) | 21 | TG - Triglycerides | RGN230570 | pakovanje | 728 | Dirui Industrial Co., Ltd., Kina | TRIGLYCERIDES REAGENT KIT (TG) | 11212.99 | 20% | Euromedicina d.o.o. | 105-8/24 | 08.10.2024 | 08.10.2025
Reagensi, izuzev za transfuziju | 404-1-110/24-44 | 206 | Reagensi za biohemijski anlizator CS-1300/1200 (Dirui) | 22 | TP - Total Protein | RGN230571 | pakovanje | 870 | Dirui Industrial Co., Ltd., Kina | TOTAL PROTEIN REAGENT KIT (TP) | 2342.48 | 20% | Euromedicina d.o.o. | 105-8/24 | 08.10.2024 | 08.10.2025
Reagensi, izuzev za transfuziju | 404-1-110/24-44 | 206 | Reagensi za biohemijski anlizator CS-1300/1200 (Dirui) | 23 | BUN - Urea | RGN230572 | pakovanje | 728 | Dirui Industrial Co., Ltd., Kina | UREA REAGENT KIT (BUN) | 7133.27 | 20% | Euromedicina d.o.o. | 105-8/24 | 08.10.2024 | 08.10.2025
Reagensi, izuzev za transfuziju | 404-1-110/24-44 | 206 | Reagensi za biohemijski anlizator CS-1300/1200 (Dirui) | 24 | UA - Uric Acid | RGN230573 | pakovanje | 860 | Dirui Industrial Co., Ltd., Kina | URIC ACID REAGENT KIT (UA) | 6674.4 | 20% | Euromedicina d.o.o. | 105-8/24 | 08.10.2024 | 08.10.2025
Reagensi, izuzev za transfuziju | 404-1-110/24-44 | 206 | Reagensi za biohemijski anlizator CS-1300/1200 (Dirui) | 25 | Zn - Zinc | RGN230574 | pakovanje | 53 | Dirui Industrial Co., Ltd., Kina | ZINC REAGENT KIT (Zn) | 22895 | 20% | Euromedicina d.o.o. | 105-8/24 | 08.10.2024 | 08.10.2025
Reagensi, izuzev za transfuziju | 404-1-110/24-44 | 206 | Reagensi za biohemijski anlizator CS-1300/1200 (Dirui) | 26 | HbA1c - Glycohemoglobin A1C | RGN230575 | pakovanje | 163 | Dirui Industrial Co., Ltd., Kina | GLYCOHEMOGLOBIN A 1C REAGENT KIT (HbA1c) | 35147.69 | 20% | Euromedicina d.o.o. | 105-8/24 | 08.10.2024 | 08.10.2025
Reagensi, izuzev za transfuziju | 404-1-110/24-44 | 206 | Reagensi za biohemijski anlizator CS-1300/1200 (Dirui) | 27 | CRP - C-Reactive Protein | RGN230576 | pakovanje | 328 | Dirui Industrial Co., Ltd., Kina | C-REACTIVE PROTEIN REAGENT KIT (CRP) | 27114.75 | 20% | Euromedicina d.o.o. | 105-8/24 | 08.10.2024 | 08.10.2025
Reagensi, izuzev za transfuziju | 404-1-110/24-44 | 206 | Reagensi za biohemijski anlizator CS-1300/1200 (Dirui) | 28 | Total Iron-Binding Capacity | RGN230577 | pakovanje | 430 | Dirui Industrial Co., Ltd., Kina | TOTAL IRON -BINDING CAPACITY REAGENT KIT (TIBC) | 10512.18 | 20% | Euromedicina d.o.o. | 105-8/24 | 08.10.2024 | 08.10.2025
Reagensi, izuzev za transfuziju | 404-1-110/24-44 | 206 | Reagensi za biohemijski anlizator CS-1300/1200 (Dirui) | 29 | Fe-Iron | RGN230578 | pakovanje | 860 | Dirui Industrial Co., Ltd., Kina | Fe REAGENT KIT (Fe) | 9614.37 | 20% | Euromedicina d.o.o. | 105-8/24 | 08.10.2024 | 08.10.2025
Reagensi, izuzev za transfuziju | 404-1-110/24-44 | 206 | Reagensi za biohemijski anlizator CS-1300/1200 (Dirui) | 30 | ISE Reference Solution | RGN230579 | pakovanje | 2L | Dirui Industrial Co., Ltd., Kina | ISE Reference Solution | 85602.6 | 20% | Euromedicina d.o.o. | 105-8/24 | 08.10.2024 | 08.10.2025
Reagensi, izuzev za transfuziju | 404-1-110/24-44 | 206 | Reagensi za biohemijski anlizator CS-1300/1200 (Dirui) | 31 | ISE Internal Standard | RGN230580 | pakovanje | 2L | Dirui Industrial Co., Ltd., Kina | ISE Internal Standard Solution | 26155.31 | 20% | Euromedicina d.o.o. | 105-8/24 | 08.10.2024 | 08.10.2025
Reagensi, izuzev za transfuziju | 404-1-110/24-44 | 206 | Reagensi za biohemijski anlizator CS-1300/1200 (Dirui) | 32 | ISE Diluent | RGN230581 | pakovanje | 2L | Dirui Industrial Co., Ltd., Kina | ISE Diluent | 21399.8 | 20% | Euromedicina d.o.o. | 105-8/24 | 08.10.2024 | 08.10.2025
Reagensi, izuzev za transfuziju | 404-1-110/24-44 | 206 | Reagensi za biohemijski anlizator CS-1300/1200 (Dirui) | 33 | CS-ISE Detergent | RGN230582 | pakovanje | 100 m l | Dirui Industrial Co., Ltd., Kina | CS-ISE Detergent | 5706.61 | 20% | Euromedicina d.o.o. | 105-8/24 | 08.10.2024 | 08.10.2025
Reagensi, izuzev za transfuziju | 404-1-110/24-44 | 206 | Reagensi za biohemijski anlizator CS-1300/1200 (Dirui) | 34 | ISE Blood Sample Calibratror | RGN230583 | pakovanje | 4x1ml | Dirui Industrial Co., Ltd., Kina | ISE Blood Sample Calibrator | 13315.43 | 20% | Euromedicina d.o.o. | 105-8/24 | 08.10.2024 | 08.10.2025
Reagensi, izuzev za transfuziju | 404-1-110/24-44 | 206 | Reagensi za biohemijski anlizator CS-1300/1200 (Dirui) | 35 | ISE Blood Quality Control HIGH | RGN230584 | pakovanje | 4x1ml | Dirui Industrial Co., Ltd., Kina | ISE Blood Quality Control HIGH | 13315.43 | 20% | Euromedicina d.o.o. | 105-8/24 | 08.10.2024 | 08.10.2025
Reagensi, izuzev za transfuziju | 404-1-110/24-44 | 206 | Reagensi za biohemijski anlizator CS-1300/1200 (Dirui) | 36 | ISE Blood Quality Control LOW | RGN230585 | pakovanje | 4x1ml | Dirui Industrial Co., Ltd., Kina | ISE Blood Quality Control LOW | 13315.43 | 20% | Euromedicina d.o.o. | 105-8/24 | 08.10.2024 | 08.10.2025
Reagensi, izuzev za transfuziju | 404-1-110/24-44 | 206 | Reagensi za biohemijski anlizator CS-1300/1200 (Dirui) | 37 | ISE Standard Solution HIGH | RGN230586 | pakovanje | 10x1ml | Dirui Industrial Co., Ltd., Kina | ISE Standard Solution HIGH | 6182.16 | 20% | Euromedicina d.o.o. | 105-8/24 | 08.10.2024 | 08.10.2025
Reagensi, izuzev za transfuziju | 404-1-110/24-44 | 206 | Reagensi za biohemijski anlizator CS-1300/1200 (Dirui) | 38 | ISE Standard Solution LOW | RGN230587 | pakovanje | 10x1ml | Dirui Industrial Co., Ltd., Kina | ISE Standard Solution LOW | 6182.16 | 20% | Euromedicina d.o.o. | 105-8/24 | 08.10.2024 | 08.10.2025
Reagensi, izuzev za transfuziju | 404-1-110/24-44 | 206 | Reagensi za biohemijski anlizator CS-1300/1200 (Dirui) | 39 | electrode K | RGN230588 | komad | 1 | Dirui Industrial Co., Ltd., Kina | electrode K | 93195 | 20% | Euromedicina d.o.o. | 105-8/24 | 08.10.2024 | 08.10.2025
Reagensi, izuzev za transfuziju | 404-1-110/24-44 | 206 | Reagensi za biohemijski anlizator CS-1300/1200 (Dirui) | 40 | electrode Na | RGN230589 | komad | 1 | Dirui Industrial Co., Ltd., Kina | electrode Na | 93195 | 20% | Euromedicina d.o.o. | 105-8/24 | 08.10.2024 | 08.10.2025
Reagensi, izuzev za transfuziju | 404-1-110/24-44 | 206 | Reagensi za biohemijski anlizator CS-1300/1200 (Dirui) | 41 | electrode Cl | RGN230590 | komad | 1 | Dirui Industrial Co., Ltd., Kina | electrode Cl | 93195 | 20% | Euromedicina d.o.o. | 105-8/24 | 08.10.2024 | 08.10.2025
Reagensi, izuzev za transfuziju | 404-1-110/24-44 | 206 | Reagensi za biohemijski anlizator CS-1300/1200 (Dirui) | 42 | Reaction cuvettes | RGN230591 | pakovanje | 1 | Dirui Industrial Co., Ltd., Kina | Reaction cuvettes | 66120 | 20% | Euromedicina d.o.o. | 105-8/24 | 08.10.2024 | 08.10.2025
Reagensi, izuzev za transfuziju | 404-1-110/24-44 | 206 | Reagensi za biohemijski anlizator CS-1300/1200 (Dirui) | 43 | CS-Anti Bacterial Phosphor Free Detergent | RGN230592 | pakovanje | 500 ml/bottle | Dirui Industrial Co., Ltd., Kina | CS-Anti-Bacterial Phosphor-Free Detergent | 17736.86 | 20% | Euromedicina d.o.o. | 105-8/24 | 08.10.2024 | 08.10.2025
Reagensi, izuzev za transfuziju | 404-1-110/24-44 | 206 | Reagensi za biohemijski anlizator CS-1300/1200 (Dirui) | 44 | CS-Alkaline Detergent | RGN230593 | pakovanje | 2 L/bottle | Dirui Industrial Co., Ltd., Kina | CS-Alkaline Detergent | 17736.86 | 20% | Euromedicina d.o.o. | 105-8/24 | 08.10.2024 | 08.10.2025
Reagensi, izuzev za transfuziju | 404-1-110/24-44 | 206 | Reagensi za biohemijski anlizator CS-1300/1200 (Dirui) | 45 | Clinical Chemical Calibration Serum | RGN230594 | pakovanje | 5 ml/bottle | Dirui Industrial Co., Ltd., Kina | Clinical chemical calibration serum | 14198.05 | 20% | Euromedicina d.o.o. | 105-8/24 | 08.10.2024 | 08.10.2025
Reagensi, izuzev za transfuziju | 404-1-110/24-44 | 206 | Reagensi za biohemijski anlizator CS-1300/1200 (Dirui) | 46 | Clinical Chemical Quality Control Serum Level 1 | RGN230595 | pakovanje | 5 ml/bottle | Dirui Industrial Co., Ltd., Kina | Clinical chemical quality control serum | 7801.41 | 20% | Euromedicina d.o.o. | 105-8/24 | 08.10.2024 | 08.10.2025
Reagensi, izuzev za transfuziju | 404-1-110/24-44 | 206 | Reagensi za biohemijski anlizator CS-1300/1200 (Dirui) | 47 | Clinical Chemical Quality Control Serum Level 2 | RGN230596 | pakovanje | 5 ml/bottle | Dirui Industrial Co., Ltd., Kina | Clinical chemical quality control serum | 7449.51 | 20% | Euromedicina d.o.o. | 105-8/24 | 08.10.2024 | 08.10.2025
Reagensi, izuzev za transfuziju | 404-1-110/24-44 | 206 | Reagensi za biohemijski anlizator CS-1300/1200 (Dirui) | 48 | specific protein control serum (Level1) | RGN230597 | pakovanje | 3×1ml/box | Dirui Industrial Co., Ltd., Kina | Specific protein control serum, level 1 | 40659.61 | 20% | Euromedicina d.o.o. | 105-8/24 | 08.10.2024 | 08.10.2025
Reagensi, izuzev za transfuziju | 404-1-110/24-44 | 206 | Reagensi za biohemijski anlizator CS-1300/1200 (Dirui) | 49 | specific protein control serum (Leve2) | RGN230598 | pakovanje | 3×1ml/box | Dirui Industrial Co., Ltd., Kina | Specific protein control serum, level 2 | 40659.61 | 20% | Euromedicina d.o.o. | 105-8/24 | 08.10.2024 | 08.10.2025
Reagensi, izuzev za transfuziju | 404-1-110/24-44 | 206 | Reagensi za biohemijski anlizator CS-1300/1200 (Dirui) | 50 | Lipid control serum (Level1) | RGN230599 | pakovanje | 3×1ml/box | Dirui Industrial Co., Ltd., Kina | Lipid control serum, level 1 | 19973.14 | 20% | Euromedicina d.o.o. | 105-8/24 | 08.10.2024 | 08.10.2025
Reagensi, izuzev za transfuziju | 404-1-110/24-44 | 206 | Reagensi za biohemijski anlizator CS-1300/1200 (Dirui) | 51 | Lipid control serum (Level2) | RGN230600 | pakovanje | 3×1ml/box | Dirui Industrial Co., Ltd., Kina | Lipid control serum, level 2 | 19973.14 | 20% | Euromedicina d.o.o. | 105-8/24 | 08.10.2024 | 08.10.2025
Reagensi, izuzev za transfuziju | 404-1-110/24-44 | 206 | Reagensi za biohemijski anlizator CS-1300/1200 (Dirui) | 52 | Halogen tungsten lamp | RGN230601 | pakovanje | 1 | Dirui Industrial Co., Ltd., Kina | Halogen tungsten lamp | 22891.2 | 20% | Euromedicina d.o.o. | 105-8/24 | 08.10.2024 | 08.10.2025
Reagensi, izuzev za transfuziju | 404-1-110/24-44 | 206 | Reagensi za biohemijski anlizator CS-1300/1200 (Dirui) | 53 | Sample Probe Assembly | RGN230602 | pakovanje | 1 | Dirui Industrial Co., Ltd., Kina | Sample Probe Assembly | 130233.6 | 20% | Euromedicina d.o.o. | 105-8/24 | 08.10.2024 | 08.10.2025
Reagensi, izuzev za transfuziju | 404-1-110/24-44 | 206 | Reagensi za biohemijski anlizator CS-1300/1200 (Dirui) | 54 | Reagent Probe Assembly | RGN230603 | pakovanje | 1 | Dirui Industrial Co., Ltd., Kina | Reagent Probe Assembly | 130233.6 | 20% | Euromedicina d.o.o. | 105-8/24 | 08.10.2024 | 08.10.2025
Reagensi, izuzev za transfuziju | 404-1-110/24-44 | 206 | Reagensi za biohemijski anlizator CS-1300/1200 (Dirui) | 55 | Maintenance kit CS-1300/1200 | RGN230604 | pakovanje | 1 | Dirui Industrial Co., Ltd., Kina | Maintenance kit CS-1300/1200 | 381854.25 | 20% | Euromedicina d.o.o. | 105-8/24 | 08.10.2024 | 08.10.2025
Reagensi, izuzev za transfuziju | 404-1-110/24-44 | 206 | Reagensi za biohemijski anlizator CS-1300/1200 (Dirui) | 56 | electrode REF | RGN230605 | pakovanje | 1 | Dirui Industrial Co., Ltd., Kina | electrode REF | 93195 | 20% | Euromedicina d.o.o. | 105-8/24 | 08.10.2024 | 08.10.2025
Reagensi, izuzev za transfuziju | 404-1-110/24-44 | 206 | Reagensi za biohemijski anlizator CS-1300/1200 (Dirui) | 57 | LIPASE REAGENT KIT (COLORIMETRIC METHOD) | RGN230606 | pakovanje | 468 | Dirui Industrial Co., Ltd., Kina | LIPASE REAGENT KIT (LPS) | 91105.38 | 20% | Euromedicina d.o.o. | 105-8/24 | 08.10.2024 | 08.10.2025
Reagensi, izuzev za transfuziju | 404-1-110/24-44 | 206 | Reagensi za biohemijski anlizator CS-1300/1200 (Dirui) | 58 | COPPER REAGENT KIT | RGN230607 | pakovanje | 163 | Dirui Industrial Co., Ltd., Kina | COPPER REAGENT KIT (Cu) | 9538.5 | 20% | Euromedicina d.o.o. | 105-8/24 | 08.10.2024 | 08.10.2025
Reagensi, izuzev za transfuziju | 404-1-110/24-44 | 206 | Reagensi za biohemijski anlizator CS-1300/1200 (Dirui) | 59 | Total Protein In Urine incl cal | RGN230608 | pakovanje | 280 | Dirui Industrial Co., Ltd., Kina | TOTAL PROTEIN IN URINE REAGENT KIT (TPU) | 11680.2 | 20% | Euromedicina d.o.o. | 105-8/24 | 08.10.2024 | 08.10.2025
Reagensi, izuzev za transfuziju | 404-1-110/24-44 | 207 | Reagensi za biohemijski anlizator CS-2000 (Dirui) | 1 | UREA REAGENT KIT incl cal | RGN230609 | pakovanje | 1068 analiza | Dirui Industrial Co., Ltd., Kina | UREA REAGENT KIT (BUN) | 7133.27 | 20% | Euromedicina d.o.o. | 105-8/24 | 08.10.2024 | 08.10.2025
Reagensi, izuzev za transfuziju | 404-1-110/24-44 | 207 | Reagensi za biohemijski anlizator CS-2000 (Dirui) | 2 | GLUCOSE REAGENT KIT incl cal | RGN230610 | pakovanje | 712 analiza | Dirui Industrial Co., Ltd., Kina | GLUCOSE REAGENT KIT (GLU-OX) | 3018.73 | 20% | Euromedicina d.o.o. | 105-8/24 | 08.10.2024 | 08.10.2025
Reagensi, izuzev za transfuziju | 404-1-110/24-44 | 207 | Reagensi za biohemijski anlizator CS-2000 (Dirui) | 3 | TOTAL BILIRUBIN REAGENT KIT incl cal | RGN230611 | pakovanje | 1065 analiza | Dirui Industrial Co., Ltd., Kina | TOTAL BILIRUBIN REAGENT KIT (TB) | 6832.92 | 20% | Euromedicina d.o.o. | 105-8/24 | 08.10.2024 | 08.10.2025
Reagensi, izuzev za transfuziju | 404-1-110/24-44 | 207 | Reagensi za biohemijski anlizator CS-2000 (Dirui) | 4 | DIRECT BILIRUBIN REAGENT KIT incl cal | RGN230612 | pakovanje | 1065 analiza | Dirui Industrial Co., Ltd., Kina | DIRECT BILIRUBIN REAGENT KIT (DB) | 5422.95 | 20% | Euromedicina d.o.o. | 105-8/24 | 08.10.2024 | 08.10.2025
Reagensi, izuzev za transfuziju | 404-1-110/24-44 | 207 | Reagensi za biohemijski anlizator CS-2000 (Dirui) | 5 | LACTATE DEHYDROGENASE REAGENT KIT | RGN230613 | pakovanje | 712 analiza | Dirui Industrial Co., Ltd., Kina | LACTATE DEHYDROGENASE REAGENT KIT (LDH) | 6277.47 | 20% | Euromedicina d.o.o. | 105-8/24 | 08.10.2024 | 08.10.2025
Reagensi, izuzev za transfuziju | 404-1-110/24-44 | 207 | Reagensi za biohemijski anlizator CS-2000 (Dirui) | 6 | ASPARTATE AMINOTRANSFERASE | RGN230614 | pakovanje | 1068 analiza | Dirui Industrial Co., Ltd., Kina | ASPARTATE AMINOTRANSFERASE REAGENT KIT (AST) | 5673.24 | 20% | Euromedicina d.o.o. | 105-8/24 | 08.10.2024 | 08.10.2025
Reagensi, izuzev za transfuziju | 404-1-110/24-44 | 207 | Reagensi za biohemijski anlizator CS-2000 (Dirui) | 7 | ALANINE AMINOTRANSFERASE LIQUID KIT | RGN230615 | pakovanje | 1068 analiza | Dirui Industrial Co., Ltd., Kina | ALANINE AMINOTRANSFERASE LIQUID KIT (ALT) | 5673.24 | 20% | Euromedicina d.o.o. | 105-8/24 | 08.10.2024 | 08.10.2025
Reagensi, izuzev za transfuziju | 404-1-110/24-44 | 207 | Reagensi za biohemijski anlizator CS-2000 (Dirui) | 8 | ALKALINE PHOSPHATASE REAGENT KIT | RGN230616 | pakovanje | 852 analiza | Dirui Industrial Co., Ltd., Kina | ALKALINE PHOSPHATASE REAGENT KIT (ALP) | 3337.2 | 20% | Euromedicina d.o.o. | 105-8/24 | 08.10.2024 | 08.10.2025
Reagensi, izuzev za transfuziju | 404-1-110/24-44 | 207 | Reagensi za biohemijski anlizator CS-2000 (Dirui) | 9 | AMYLASE REAGENT KIT | RGN230617 | pakovanje | 1068 analiza | Dirui Industrial Co., Ltd., Kina | AMYLASE REAGENT KIT (AMY) | 27632.02 | 20% | Euromedicina d.o.o. | 105-8/24 | 08.10.2024 | 08.10.2025
Reagensi, izuzev za transfuziju | 404-1-110/24-44 | 207 | Reagensi za biohemijski anlizator CS-2000 (Dirui) | 10 | γ-GLUTAMYL TRANSFERASE REAGENT KIT | RGN230618 | pakovanje | 1068 analiza | Dirui Industrial Co., Ltd., Kina | γ-GLUTAMYL TRANSFERASE REAGENT KIT (GGT) | 7008.12 | 20% | Euromedicina d.o.o. | 105-8/24 | 08.10.2024 | 08.10.2025
Reagensi, izuzev za transfuziju | 404-1-110/24-44 | 207 | Reagensi za biohemijski anlizator CS-2000 (Dirui) | 11 | CREATININE REAGENT KIT | RGN230619 | pakovanje | 4 x 250 mL | BioSystems S.A., Španija | CREATININE | 6400 | 20% | Euromedicina d.o.o. | 105-8/24 | 08.10.2024 | 08.10.2025
Reagensi, izuzev za transfuziju | 404-1-110/24-44 | 207 | Reagensi za biohemijski anlizator CS-2000 (Dirui) | 12 | CHOLESTEROL REAGENT KIT incl cal | RGN230620 | pakovanje | 1068 analiza | Dirui Industrial Co., Ltd., Kina | CHOLESTEROL REAGENT KIT (TC) | 9010.44 | 20% | Euromedicina d.o.o. | 105-8/24 | 08.10.2024 | 08.10.2025
Reagensi, izuzev za transfuziju | 404-1-110/24-44 | 207 | Reagensi za biohemijski anlizator CS-2000 (Dirui) | 13 | TRIGLYCERIDES REAGENT KIT incl cal | RGN230621 | pakovanje | 1068 analiza | Dirui Industrial Co., Ltd., Kina | TRIGLYCERIDES REAGENT KIT (TG) | 11212.99 | 20% | Euromedicina d.o.o. | 105-8/24 | 08.10.2024 | 08.10.2025
Reagensi, izuzev za transfuziju | 404-1-110/24-44 | 207 | Reagensi za biohemijski anlizator CS-2000 (Dirui) | 14 | URIC ACID REAGENT KIT incl cal | RGN230622 | pakovanje | 852 analiza | Dirui Industrial Co., Ltd., Kina | URIC ACID REAGENT KIT (UA) | 6674.4 | 20% | Euromedicina d.o.o. | 105-8/24 | 08.10.2024 | 08.10.2025
Reagensi, izuzev za transfuziju | 404-1-110/24-44 | 207 | Reagensi za biohemijski anlizator CS-2000 (Dirui) | 15 | ALBUMIN REAGENT KIT incl cal | RGN230623 | pakovanje | 945 analiza | Dirui Industrial Co., Ltd., Kina | ALBUMIN REAGENT KIT (ALB) | 2085.81 | 20% | Euromedicina d.o.o. | 105-8/24 | 08.10.2024 | 08.10.2025
Reagensi, izuzev za transfuziju | 404-1-110/24-44 | 207 | Reagensi za biohemijski anlizator CS-2000 (Dirui) | 16 | TOTAL PROTEIN REAGENT KIT incl cal | RGN230624 | pakovanje | 920 analiza | Dirui Industrial Co., Ltd., Kina | TOTAL PROTEIN REAGENT KIT (TP) | 2342.48 | 20% | Euromedicina d.o.o. | 105-8/24 | 08.10.2024 | 08.10.2025
Reagensi, izuzev za transfuziju | 404-1-110/24-44 | 207 | Reagensi za biohemijski anlizator CS-2000 (Dirui) | 17 | FE REAGENT KIT (FERENE METHOD) | RGN230625 | pakovanje | 1068 analize | Dirui Industrial Co., Ltd., Kina | FE REAGENT KIT (Fe) | 9614.37 | 20% | Euromedicina d.o.o. | 105-8/24 | 08.10.2024 | 08.10.2025
Reagensi, izuzev za transfuziju | 404-1-110/24-44 | 207 | Reagensi za biohemijski anlizator CS-2000 (Dirui) | 18 | INORGANIC PHOSPHORUS REAGENT KIT incl cal | RGN230626 | pakovanje | 1065 analiza | Dirui Industrial Co., Ltd., Kina | INORGANIC PHOSPHORUS REAGENT KIT (PHOS) | 4964.09 | 20% | Euromedicina d.o.o. | 105-8/24 | 08.10.2024 | 08.10.2025
Reagensi, izuzev za transfuziju | 404-1-110/24-44 | 207 | Reagensi za biohemijski anlizator CS-2000 (Dirui) | 19 | MAGNESIUM REAGENT KIT incl cal | RGN230627 | pakovanje | 1065 analiza | Dirui Industrial Co., Ltd., Kina | MAGNESIUM REAGENT KIT (MG) | 7786.8 | 20% | Euromedicina d.o.o. | 105-8/24 | 08.10.2024 | 08.10.2025
Reagensi, izuzev za transfuziju | 404-1-110/24-44 | 207 | Reagensi za biohemijski anlizator CS-2000 (Dirui) | 20 | CALCIUM REAGENT KIT incl cal | RGN230628 | pakovanje | 1065 analiza | Dirui Industrial Co., Ltd., Kina | CALCIUM REAGENT KIT (Ca-ARS) | 6257.25 | 20% | Euromedicina d.o.o. | 105-8/24 | 08.10.2024 | 08.10.2025
Reagensi, izuzev za transfuziju | 404-1-110/24-44 | 207 | Reagensi za biohemijski anlizator CS-2000 (Dirui) | 21 | HIGH DENSITY LIPOPROTEIN CHOLESTEROL REAGENT KIT incl cal | RGN230629 | pakovanje | 852 analiza | Dirui Industrial Co., Ltd., Kina | HIGH DENSITY LIPOPROTEIN CHOLESTEROL REAGENT KIT (HDL-C) | 21691.8 | 20% | Euromedicina d.o.o. | 105-8/24 | 08.10.2024 | 08.10.2025
Reagensi, izuzev za transfuziju | 404-1-110/24-44 | 207 | Reagensi za biohemijski anlizator CS-2000 (Dirui) | 22 | C-REACTIVE PROTEIN REAGENT KIT | RGN230630 | pakovanje | 424 analiza | Dirui Industrial Co., Ltd., Kina | C-REACTIVE PROTEIN REAGENT KIT (CRP) | 27114.75 | 20% | Euromedicina d.o.o. | 105-8/24 | 08.10.2024 | 08.10.2025
Reagensi, izuzev za transfuziju | 404-1-110/24-44 | 207 | Reagensi za biohemijski anlizator CS-2000 (Dirui) | 23 | Reaction cuvettes | RGN230631 | pakovanje | 1 | Dirui Industrial Co., Ltd., Kina | Reaction cuvettes | 66120 | 20% | Euromedicina d.o.o. | 105-8/24 | 08.10.2024 | 08.10.2025
Reagensi, izuzev za transfuziju | 404-1-110/24-44 | 207 | Reagensi za biohemijski anlizator CS-2000 (Dirui) | 24 | Total Protein In Urine incl cal | RGN230632 | pakovanje | 460 analiza | Dirui Industrial Co., Ltd., Kina | TOTAL PROTEIN IN URINE REAGENT KIT (TPU) | 11680.2 | 20% | Euromedicina d.o.o. | 105-8/24 | 08.10.2024 | 08.10.2025
Reagensi, izuzev za transfuziju | 404-1-110/24-44 | 207 | Reagensi za biohemijski anlizator CS-2000 (Dirui) | 25 | MICROALBUMIN REAGENT KIT | RGN230633 | pakovanje | 204 analiza | Dirui Industrial Co., Ltd., Kina | MICROALBUMIN REAGENT KIT (MALB) | 15017.4 | 20% | Euromedicina d.o.o. | 105-8/24 | 08.10.2024 | 08.10.2025
Reagensi, izuzev za transfuziju | 404-1-110/24-44 | 207 | Reagensi za biohemijski anlizator CS-2000 (Dirui) | 26 | GLYCOHEMOGLOBIN A 1C REAGENT KIT | RGN230634 | pakovanje | 163 analize | Dirui Industrial Co., Ltd., Kina | GLYCOHEMOGLOBIN A 1C REAGENT KIT (HbA1c) | 35147.69 | 20% | Euromedicina d.o.o. | 105-8/24 | 08.10.2024 | 08.10.2025
Reagensi, izuzev za transfuziju | 404-1-110/24-44 | 207 | Reagensi za biohemijski anlizator CS-2000 (Dirui) | 27 | electrode K | RGN230635 | komad | 1 | Dirui Industrial Co., Ltd., Kina | electrode K | 93195 | 20% | Euromedicina d.o.o. | 105-8/24 | 08.10.2024 | 08.10.2025
Reagensi, izuzev za transfuziju | 404-1-110/24-44 | 207 | Reagensi za biohemijski anlizator CS-2000 (Dirui) | 28 | electrode Na | RGN230636 | komad | 1 | Dirui Industrial Co., Ltd., Kina | electrode Na | 93195 | 20% | Euromedicina d.o.o. | 105-8/24 | 08.10.2024 | 08.10.2025
Reagensi, izuzev za transfuziju | 404-1-110/24-44 | 207 | Reagensi za biohemijski anlizator CS-2000 (Dirui) | 29 | electrode Cl | RGN230637 | komad | 1 | Dirui Industrial Co., Ltd., Kina | electrode Cl | 93195 | 20% | Euromedicina d.o.o. | 105-8/24 | 08.10.2024 | 08.10.2025
Reagensi, izuzev za transfuziju | 404-1-110/24-44 | 207 | Reagensi za biohemijski anlizator CS-2000 (Dirui) | 30 | Cholinesterase reagent kit | RGN230638 | pakovanje | 1068 analiza | Dirui Industrial Co., Ltd., Kina | CHOLINSTERASE REAGENT KIT (CHE) | 13832.83 | 20% | Euromedicina d.o.o. | 105-8/24 | 08.10.2024 | 08.10.2025
Reagensi, izuzev za transfuziju | 404-1-110/24-44 | 207 | Reagensi za biohemijski anlizator CS-2000 (Dirui) | 31 | Creatinine Kinase isoenzyme reagent kit | RGN230639 | pakovanje | 1068 analiza | Dirui Industrial Co., Ltd., Kina | CREATINE KINASE REAGENT KIT (CK) | 25029 | 20% | Euromedicina d.o.o. | 105-8/24 | 08.10.2024 | 08.10.2025
Reagensi, izuzev za transfuziju | 404-1-110/24-44 | 207 | Reagensi za biohemijski anlizator CS-2000 (Dirui) | 32 | Creatinine Kinase MB isoenzyme reagent kit | RGN230640 | pakovanje | 1068 analiza | Dirui Industrial Co., Ltd., Kina | CREATINE KINASE MB ISOENZYME REAGENT KIT (CK-MB) | 42720 | 20% | Euromedicina d.o.o. | 105-8/24 | 08.10.2024 | 08.10.2025
Reagensi, izuzev za transfuziju | 404-1-110/24-44 | 207 | Reagensi za biohemijski anlizator CS-2000 (Dirui) | 33 | Glucose (GLU-HK) Hexokinase Method reagent kit incl cal | RGN230641 | pakovanje | 712 analiza | Dirui Industrial Co., Ltd., Kina | GLUCOSE REAGENT KIT (GLU-HK) | 4004.64 | 20% | Euromedicina d.o.o. | 105-8/24 | 08.10.2024 | 08.10.2025
Reagensi, izuzev za transfuziju | 404-1-110/24-44 | 207 | Reagensi za biohemijski anlizator CS-2000 (Dirui) | 34 | Carbon Dioxide reagent kit incl cal | RGN230642 | pakovanje | 213 analiza | Dirui Industrial Co., Ltd., Kina | CARBON DIOXIDE REAGENT KIT (CO2) | 3939.53 | 20% | Euromedicina d.o.o. | 105-8/24 | 08.10.2024 | 08.10.2025
Reagensi, izuzev za transfuziju | 404-1-110/24-44 | 207 | Reagensi za biohemijski anlizator CS-2000 (Dirui) | 35 | Total Iron-Binding Capacity reagent kit | RGN230643 | pakovanje | 534 analiza | Dirui Industrial Co., Ltd., Kina | TOTAL IRON-BINDING CAPACITY (TIBC) | 10512.18 | 20% | Euromedicina d.o.o. | 105-8/24 | 08.10.2024 | 08.10.2025
Reagensi, izuzev za transfuziju | 404-1-110/24-44 | 207 | Reagensi za biohemijski anlizator CS-2000 (Dirui) | 36 | ISE Reference Solution | RGN230644 | pakovanje | 2L | Dirui Industrial Co., Ltd., Kina | ISE Reference Solution | 85602.6 | 20% | Euromedicina d.o.o. | 105-8/24 | 08.10.2024 | 08.10.2025
Reagensi, izuzev za transfuziju | 404-1-110/24-44 | 207 | Reagensi za biohemijski anlizator CS-2000 (Dirui) | 37 | ISE Internal Standard | RGN230645 | pakovanje | 2L | Dirui Industrial Co., Ltd., Kina | ISE Internal Standard Solution | 26155.31 | 20% | Euromedicina d.o.o. | 105-8/24 | 08.10.2024 | 08.10.2025
Reagensi, izuzev za transfuziju | 404-1-110/24-44 | 207 | Reagensi za biohemijski anlizator CS-2000 (Dirui) | 38 | ISE Diluent | RGN230646 | pakovanje | 2L | Dirui Industrial Co., Ltd., Kina | ISE Diluent | 21399.8 | 20% | Euromedicina d.o.o. | 105-8/24 | 08.10.2024 | 08.10.2025
Reagensi, izuzev za transfuziju | 404-1-110/24-44 | 207 | Reagensi za biohemijski anlizator CS-2000 (Dirui) | 39 | CS-ISE Detergent | RGN230647 | pakovanje | 100 m l | Dirui Industrial Co., Ltd., Kina | CS-ISE Detergent | 5706.61 | 20% | Euromedicina d.o.o. | 105-8/24 | 08.10.2024 | 08.10.2025
Reagensi, izuzev za transfuziju | 404-1-110/24-44 | 207 | Reagensi za biohemijski anlizator CS-2000 (Dirui) | 40 | ISE Blood Sample Calibratror | RGN230648 | pakovanje | 4x1ml | Dirui Industrial Co., Ltd., Kina | ISE Blood Sample Calibrator | 13315.43 | 20% | Euromedicina d.o.o. | 105-8/24 | 08.10.2024 | 08.10.2025
Reagensi, izuzev za transfuziju | 404-1-110/24-44 | 207 | Reagensi za biohemijski anlizator CS-2000 (Dirui) | 41 | ISE Blood Quality Control HIGH | RGN230649 | pakovanje | 4x1ml | Dirui Industrial Co., Ltd., Kina | ISE Blood Quality Control HIGH | 13315.43 | 20% | Euromedicina d.o.o. | 105-8/24 | 08.10.2024 | 08.10.2025
Reagensi, izuzev za transfuziju | 404-1-110/24-44 | 207 | Reagensi za biohemijski anlizator CS-2000 (Dirui) | 42 | ISE Blood Quality Control LOW | RGN230650 | pakovanje | 4x1ml | Dirui Industrial Co., Ltd., Kina | ISE Blood Quality Control LOW | 13315.43 | 20% | Euromedicina d.o.o. | 105-8/24 | 08.10.2024 | 08.10.2025
Reagensi, izuzev za transfuziju | 404-1-110/24-44 | 207 | Reagensi za biohemijski anlizator CS-2000 (Dirui) | 43 | ISE Standard Solution HIGH | RGN230651 | pakovanje | 10x1ml | Dirui Industrial Co., Ltd., Kina | ISE Standard Solution HIGH | 6182.16 | 20% | Euromedicina d.o.o. | 105-8/24 | 08.10.2024 | 08.10.2025
Reagensi, izuzev za transfuziju | 404-1-110/24-44 | 207 | Reagensi za biohemijski anlizator CS-2000 (Dirui) | 44 | ISE Standard Solution LOW | RGN230652 | pakovanje | 10x1ml | Dirui Industrial Co., Ltd., Kina | ISE Standard Solution LOW | 6182.16 | 20% | Euromedicina d.o.o. | 105-8/24 | 08.10.2024 | 08.10.2025
Reagensi, izuzev za transfuziju | 404-1-110/24-44 | 207 | Reagensi za biohemijski anlizator CS-2000 (Dirui) | 45 | CS-Anti Bacterial Phosphor Free Detergent | RGN230653 | pakovanje | 500 ml/bottle | Dirui Industrial Co., Ltd., Kina | CS-Anti-Bacterial Phosphor-Free Detergent | 17736.86 | 20% | Euromedicina d.o.o. | 105-8/24 | 08.10.2024 | 08.10.2025
Reagensi, izuzev za transfuziju | 404-1-110/24-44 | 207 | Reagensi za biohemijski anlizator CS-2000 (Dirui) | 46 | CS-Alkaline Detergent | RGN230654 | pakovanje | 2 L/bottle | Dirui Industrial Co., Ltd., Kina | CS-Alkaline Detergent | 17736.86 | 20% | Euromedicina d.o.o. | 105-8/24 | 08.10.2024 | 08.10.2025
Reagensi, izuzev za transfuziju | 404-1-110/24-44 | 207 | Reagensi za biohemijski anlizator CS-2000 (Dirui) | 47 | Clinical Chemical Calibration Serum | RGN230655 | pakovanje | 5 ml/bottle | Dirui Industrial Co., Ltd., Kina | Clinical chemical calibration serum | 14198.05 | 20% | Euromedicina d.o.o. | 105-8/24 | 08.10.2024 | 08.10.2025
Reagensi, izuzev za transfuziju | 404-1-110/24-44 | 207 | Reagensi za biohemijski anlizator CS-2000 (Dirui) | 48 | Clinical Chemical Quality Control Serum Level 1 | RGN230656 | pakovanje | 5 ml/bottle | Dirui Industrial Co., Ltd., Kina | Clinical chemical quality control serum | 7801.41 | 20% | Euromedicina d.o.o. | 105-8/24 | 08.10.2024 | 08.10.2025
Reagensi, izuzev za transfuziju | 404-1-110/24-44 | 207 | Reagensi za biohemijski anlizator CS-2000 (Dirui) | 49 | Clinical Chemical Quality Control Serum Level 2 | RGN230657 | pakovanje | 5 ml/bottle | Dirui Industrial Co., Ltd., Kina | Clinical chemical quality control serum | 7449.51 | 20% | Euromedicina d.o.o. | 105-8/24 | 08.10.2024 | 08.10.2025
Reagensi, izuzev za transfuziju | 404-1-110/24-44 | 207 | Reagensi za biohemijski anlizator CS-2000 (Dirui) | 50 | specific protein control serum (Level1) | RGN230658 | pakovanje | 3×1ml/box | Dirui Industrial Co., Ltd., Kina | Specific protein control serum, level 1 | 40659.61 | 20% | Euromedicina d.o.o. | 105-8/24 | 08.10.2024 | 08.10.2025
Reagensi, izuzev za transfuziju | 404-1-110/24-44 | 207 | Reagensi za biohemijski anlizator CS-2000 (Dirui) | 51 | specific protein control serum (Leve2) | RGN230659 | pakovanje | 3×1ml/box | Dirui Industrial Co., Ltd., Kina | Specific protein control serum, level 2 | 40659.61 | 20% | Euromedicina d.o.o. | 105-8/24 | 08.10.2024 | 08.10.2025
Reagensi, izuzev za transfuziju | 404-1-110/24-44 | 207 | Reagensi za biohemijski anlizator CS-2000 (Dirui) | 52 | Lipid control serum (Level1) | RGN230660 | pakovanje | 3×1ml/box | Dirui Industrial Co., Ltd., Kina | Lipid control serum, level 1 | 19973.14 | 20% | Euromedicina d.o.o. | 105-8/24 | 08.10.2024 | 08.10.2025
Reagensi, izuzev za transfuziju | 404-1-110/24-44 | 207 | Reagensi za biohemijski anlizator CS-2000 (Dirui) | 53 | Lipid control serum (Level2) | RGN230661 | pakovanje | 3×1ml/box | Dirui Industrial Co., Ltd., Kina | Lipid control serum, level 2 | 19973.14 | 20% | Euromedicina d.o.o. | 105-8/24 | 08.10.2024 | 08.10.2025
Reagensi, izuzev za transfuziju | 404-1-110/24-44 | 207 | Reagensi za biohemijski anlizator CS-2000 (Dirui) | 54 | Halogen tungsten lamp | RGN230662 | pakovanje | 1 | Dirui Industrial Co., Ltd., Kina | Halogen tungsten lamp | 22891.2 | 20% | Euromedicina d.o.o. | 105-8/24 | 08.10.2024 | 08.10.2025
Reagensi, izuzev za transfuziju | 404-1-110/24-44 | 207 | Reagensi za biohemijski anlizator CS-2000 (Dirui) | 55 | Sample Probe Assembly | RGN230663 | pakovanje | 1 | Dirui Industrial Co., Ltd., Kina | Sample Probe Assembly | 130233.6 | 20% | Euromedicina d.o.o. | 105-8/24 | 08.10.2024 | 08.10.2025
Reagensi, izuzev za transfuziju | 404-1-110/24-44 | 207 | Reagensi za biohemijski anlizator CS-2000 (Dirui) | 56 | Reagent Probe Assembly | RGN230664 | pakovanje | 1 | Dirui Industrial Co., Ltd., Kina | Reagent Probe Assembly | 130233.6 | 20% | Euromedicina d.o.o. | 105-8/24 | 08.10.2024 | 08.10.2025
Reagensi, izuzev za transfuziju | 404-1-110/24-44 | 207 | Reagensi za biohemijski anlizator CS-2000 (Dirui) | 57 | Maintenance kit CS-2000 | RGN230665 | pakovanje | 1 | Dirui Industrial Co., Ltd., Kina | Maintenance kit CS-2000 | 381854.25 | 20% | Euromedicina d.o.o. | 105-8/24 | 08.10.2024 | 08.10.2025
Reagensi, izuzev za transfuziju | 404-1-110/24-44 | 207 | Reagensi za biohemijski anlizator CS-2000 (Dirui) | 58 | electrode REF | RGN230666 | pakovanje | 1 | Dirui Industrial Co., Ltd., Kina | electrode REF | 93195 | 20% | Euromedicina d.o.o. | 105-8/24 | 08.10.2024 | 08.10.2025
Reagensi, izuzev za transfuziju | 404-1-110/24-44 | 207 | Reagensi za biohemijski anlizator CS-2000 (Dirui) | 59 | LIPASE REAGENT KIT (COLORIMETRIC METHOD) | RGN230667 | pakovanje | 690 | Dirui Industrial Co., Ltd., Kina | LIPASE REAGENT KIT (LPS) | 91105.38 | 20% | Euromedicina d.o.o. | 105-8/24 | 08.10.2024 | 08.10.2025
Reagensi, izuzev za transfuziju | 404-1-110/24-44 | 208 | Reagensi za aparat ERBA XL 640 WITH ISE, ERBA XL 200 | 1 | ALB 440 | RGN230668 | pakovanje | 10x44 | Erba Lachema s.r.o. Češka | ALBUMIN | 6492 | 20% | LaboMed d.o.o. | 105-12/24 | 08.10.2024 | 08.10.2025
Reagensi, izuzev za transfuziju | 404-1-110/24-44 | 208 | Reagensi za aparat ERBA XL 640 WITH ISE, ERBA XL 200 | 2 | ALP 110 | RGN230669 | pakovanje | 2X44+2X11 | Erba Lachema s.r.o. Češka | ALKALINE PHOSPHATASE | 5461 | 20% | LaboMed d.o.o. | 105-12/24 | 08.10.2024 | 08.10.2025
Reagensi, izuzev za transfuziju | 404-1-110/24-44 | 208 | Reagensi za aparat ERBA XL 640 WITH ISE, ERBA XL 200 | 3 | AMY 110 | RGN230670 | pakovanje | 5x22 | Erba Lachema s.r.o. Češka | ALPHA AMYLASE | 16224 | 20% | LaboMed d.o.o. | 105-12/24 | 08.10.2024 | 08.10.2025
Reagensi, izuzev za transfuziju | 404-1-110/24-44 | 208 | Reagensi za aparat ERBA XL 640 WITH ISE, ERBA XL 200 | 4 | ALT/GPT 330 | RGN230671 | pakovanje | 6X44+6X11 | Erba Lachema s.r.o. Češka | ALT/GPT | 7442 | 20% | LaboMed d.o.o. | 105-12/24 | 08.10.2024 | 08.10.2025
Reagensi, izuzev za transfuziju | 404-1-110/24-44 | 208 | Reagensi za aparat ERBA XL 640 WITH ISE, ERBA XL 200 | 5 | AST/GOT 330 | RGN230672 | pakovanje | 6X44+6X11 | Erba Lachema s.r.o. Češka | AST/GOT | 7442 | 20% | LaboMed d.o.o. | 105-12/24 | 08.10.2024 | 08.10.2025
Reagensi, izuzev za transfuziju | 404-1-110/24-44 | 208 | Reagensi za aparat ERBA XL 640 WITH ISE, ERBA XL 200 | 6 | BILIRUBIN D DCA 330 | RGN230673 | pakovanje | 6X44+6X11 | Erba Lachema s.r.o. Češka | BILIRUBIN DIRECT | 13546 | 20% | LaboMed d.o.o. | 105-12/24 | 08.10.2024 | 08.10.2025
Reagensi, izuzev za transfuziju | 404-1-110/24-44 | 208 | Reagensi za aparat ERBA XL 640 WITH ISE, ERBA XL 200 | 7 | BILIRUBIN T DCA 330 | RGN230674 | pakovanje | 6X44+6X11 | Erba Lachema s.r.o. Češka | BILIRUBIN TOTAL | 14129 | 20% | LaboMed d.o.o. | 105-12/24 | 08.10.2024 | 08.10.2025
Reagensi, izuzev za transfuziju | 404-1-110/24-44 | 208 | Reagensi za aparat ERBA XL 640 WITH ISE, ERBA XL 200 | 8 | CA 120 | RGN230675 | pakovanje | 10x12 | Erba Lachema s.r.o. Češka | CALCIUM | 6129 | 20% | LaboMed d.o.o. | 105-12/24 | 08.10.2024 | 08.10.2025
Reagensi, izuzev za transfuziju | 404-1-110/24-44 | 208 | Reagensi za aparat ERBA XL 640 WITH ISE, ERBA XL 200 | 9 | CHOL 440 | RGN230676 | pakovanje | 10x44 | Erba Lachema s.r.o. Češka | CHOLESTEROL | 11866 | 20% | LaboMed d.o.o. | 105-12/24 | 08.10.2024 | 08.10.2025
Reagensi, izuzev za transfuziju | 404-1-110/24-44 | 208 | Reagensi za aparat ERBA XL 640 WITH ISE, ERBA XL 200 | 10 | CRP | RGN230677 | pakovanje | 2x40+2x10 | Erba Lachema s.r.o. Češka | C-REACTIVE PROTEIN | 18728 | 20% | LaboMed d.o.o. | 105-12/24 | 08.10.2024 | 08.10.2025
Reagensi, izuzev za transfuziju | 404-1-110/24-44 | 208 | Reagensi za aparat ERBA XL 640 WITH ISE, ERBA XL 200 | 11 | CRP CON H | RGN230678 | pakovanje | 1x1 ml | Erba Lachema s.r.o. Češka | CRP CONTROL | 5500 | 20% | LaboMed d.o.o. | 105-12/24 | 08.10.2024 | 08.10.2025
Reagensi, izuzev za transfuziju | 404-1-110/24-44 | 208 | Reagensi za aparat ERBA XL 640 WITH ISE, ERBA XL 200 | 12 | CRP CON L | RGN230679 | pakovanje | 1x1 | Erba Lachema s.r.o. Češka | CRP CONTROL | 5500 | 20% | LaboMed d.o.o. | 105-12/24 | 08.10.2024 | 08.10.2025
Reagensi, izuzev za transfuziju | 404-1-110/24-44 | 208 | Reagensi za aparat ERBA XL 640 WITH ISE, ERBA XL 200 | 13 | MULTICON L1 | RGN230680 | pakovanje | 1x1 | Erba Lachema s.r.o. Češka | MULTICONTROL | 7970 | 20% | LaboMed d.o.o. | 105-12/24 | 08.10.2024 | 08.10.2025
Reagensi, izuzev za transfuziju | 404-1-110/24-44 | 208 | Reagensi za aparat ERBA XL 640 WITH ISE, ERBA XL 200 | 14 | MULTICON L2 | RGN230681 | pakovanje | 1x1 | Erba Lachema s.r.o. Češka | MULTICONTROL | 9044 | 20% | LaboMed d.o.o. | 105-12/24 | 08.10.2024 | 08.10.2025
Reagensi, izuzev za transfuziju | 404-1-110/24-44 | 208 | Reagensi za aparat ERBA XL 640 WITH ISE, ERBA XL 200 | 15 | CREA 275 | RGN230682 | pakovanje | 5x44+5x11 | Erba Lachema s.r.o. Češka | CREATININE | 4765 | 20% | LaboMed d.o.o. | 105-12/24 | 08.10.2024 | 08.10.2025
Reagensi, izuzev za transfuziju | 404-1-110/24-44 | 208 | Reagensi za aparat ERBA XL 640 WITH ISE, ERBA XL 200 | 16 | CK 110 | RGN230683 | pakovanje | 2x44+2x11 | Erba Lachema s.r.o. Češka | CREATINE KINASE | 15091 | 20% | LaboMed d.o.o. | 105-12/24 | 08.10.2024 | 08.10.2025
Reagensi, izuzev za transfuziju | 404-1-110/24-44 | 208 | Reagensi za aparat ERBA XL 640 WITH ISE, ERBA XL 200 | 17 | CK-MB 110 | RGN230684 | pakovanje | 2X44+2x11 | Erba Lachema s.r.o. Češka | CREATINE KINASE MB | 24908 | 20% | LaboMed d.o.o. | 105-12/24 | 08.10.2024 | 08.10.2025
Reagensi, izuzev za transfuziju | 404-1-110/24-44 | 208 | Reagensi za aparat ERBA XL 640 WITH ISE, ERBA XL 200 | 18 | GGT 110 | RGN230685 | pakovanje | 2X44+2x11 | Erba Lachema s.r.o. Češka | GAMMAGLUTAMYLSTRANSFERASE | 7738 | 20% | LaboMed d.o.o. | 105-12/24 | 08.10.2024 | 08.10.2025
Reagensi, izuzev za transfuziju | 404-1-110/24-44 | 208 | Reagensi za aparat ERBA XL 640 WITH ISE, ERBA XL 200 | 19 | GLU 440 | RGN230686 | pakovanje | 10x44 | Erba Lachema s.r.o. Češka | GLUCOSE | 7010 | 20% | LaboMed d.o.o. | 105-12/24 | 08.10.2024 | 08.10.2025
Reagensi, izuzev za transfuziju | 404-1-110/24-44 | 208 | Reagensi za aparat ERBA XL 640 WITH ISE, ERBA XL 200 | 20 | FE 125 | RGN230687 | pakovanje | 4x25+4x6,5 | Erba Lachema s.r.o. Češka | IRON | 14200 | 20% | LaboMed d.o.o. | 105-12/24 | 08.10.2024 | 08.10.2025
Reagensi, izuzev za transfuziju | 404-1-110/24-44 | 208 | Reagensi za aparat ERBA XL 640 WITH ISE, ERBA XL 200 | 21 | LDH 110 | RGN230688 | pakovanje | 2x44+2x11 | Erba Lachema s.r.o. Češka | LACTATEDEHYDROGENASE-P | 7010 | 20% | LaboMed d.o.o. | 105-12/24 | 08.10.2024 | 08.10.2025
Reagensi, izuzev za transfuziju | 404-1-110/24-44 | 208 | Reagensi za aparat ERBA XL 640 WITH ISE, ERBA XL 200 | 22 | HDL C 160 | RGN230689 | pakovanje | 4x30+4x10 | Erba Lachema s.r.o. Češka | HDL DIRECT | 28860 | 20% | LaboMed d.o.o. | 105-12/24 | 08.10.2024 | 08.10.2025
Reagensi, izuzev za transfuziju | 404-1-110/24-44 | 208 | Reagensi za aparat ERBA XL 640 WITH ISE, ERBA XL 200 | 23 | MG 88 | RGN230690 | pakovanje | 2x44 | Erba Lachema s.r.o. Češka | MAGNESIUM | 13882 | 20% | LaboMed d.o.o. | 105-12/24 | 08.10.2024 | 08.10.2025
Reagensi, izuzev za transfuziju | 404-1-110/24-44 | 208 | Reagensi za aparat ERBA XL 640 WITH ISE, ERBA XL 200 | 24 | MP 120 | RGN230691 | pakovanje | 10x12 | Erba Lachema s.r.o. Češka | MICROPROTEIN | 8525 | 20% | LaboMed d.o.o. | 105-12/24 | 08.10.2024 | 08.10.2025
Reagensi, izuzev za transfuziju | 404-1-110/24-44 | 208 | Reagensi za aparat ERBA XL 640 WITH ISE, ERBA XL 200 | 25 | PHOS 120 | RGN230692 | pakovanje | 10x12 | Erba Lachema s.r.o. Češka | PHOSPHORUS | 4666 | 20% | LaboMed d.o.o. | 105-12/24 | 08.10.2024 | 08.10.2025
Reagensi, izuzev za transfuziju | 404-1-110/24-44 | 208 | Reagensi za aparat ERBA XL 640 WITH ISE, ERBA XL 200 | 26 | TP 440 | RGN230693 | pakovanje | 10x44 | Erba Lachema s.r.o. Češka | TOTAL PROTEIN | 7915 | 20% | LaboMed d.o.o. | 105-12/24 | 08.10.2024 | 08.10.2025
Reagensi, izuzev za transfuziju | 404-1-110/24-44 | 208 | Reagensi za aparat ERBA XL 640 WITH ISE, ERBA XL 200 | 27 | TG 440 | RGN230694 | pakovanje | 10x44 | Erba Lachema s.r.o. Češka | TRIGLYCERIDES | 20857 | 20% | LaboMed d.o.o. | 105-12/24 | 08.10.2024 | 08.10.2025
Reagensi, izuzev za transfuziju | 404-1-110/24-44 | 208 | Reagensi za aparat ERBA XL 640 WITH ISE, ERBA XL 200 | 28 | UREA 275 | RGN230695 | pakovanje | 5x44+5x11 | Erba Lachema s.r.o. Češka | UREA | 8237 | 20% | LaboMed d.o.o. | 105-12/24 | 08.10.2024 | 08.10.2025
Reagensi, izuzev za transfuziju | 404-1-110/24-44 | 208 | Reagensi za aparat ERBA XL 640 WITH ISE, ERBA XL 200 | 29 | UA 440 | RGN230696 | pakovanje | 10x44 | Erba Lachema s.r.o. Češka | URIC ACID | 15172 | 20% | LaboMed d.o.o. | 105-12/24 | 08.10.2024 | 08.10.2025
Reagensi, izuzev za transfuziju | 404-1-110/24-44 | 208 | Reagensi za aparat ERBA XL 640 WITH ISE, ERBA XL 200 | 30 | ERBA NORM | RGN230697 | pakovanje | 4x5 | Erba Lachema s.r.o. Češka | ERBA NORM | 8970 | 20% | LaboMed d.o.o. | 105-12/24 | 08.10.2024 | 08.10.2025
Reagensi, izuzev za transfuziju | 404-1-110/24-44 | 208 | Reagensi za aparat ERBA XL 640 WITH ISE, ERBA XL 200 | 31 | ERBA PATH | RGN230698 | pakovanje | 4x5 | Erba Lachema s.r.o. Češka | ERBA PATH | 10043 | 20% | LaboMed d.o.o. | 105-12/24 | 08.10.2024 | 08.10.2025
Reagensi, izuzev za transfuziju | 404-1-110/24-44 | 208 | Reagensi za aparat ERBA XL 640 WITH ISE, ERBA XL 200 | 32 | ERBA LIPID NORM | RGN230699 | pakovanje | 3x5 ml | Erba Lachema s.r.o. Češka | ERBA LIPID NORM | 15300 | 20% | LaboMed d.o.o. | 105-12/24 | 08.10.2024 | 08.10.2025
Reagensi, izuzev za transfuziju | 404-1-110/24-44 | 208 | Reagensi za aparat ERBA XL 640 WITH ISE, ERBA XL 200 | 33 | ERBA LIPID PATH | RGN230700 | pakovanje | 3x5 ml | Erba Lachema s.r.o. Češka | ERBA LIPID PATH | 17100 | 20% | LaboMed d.o.o. | 105-12/24 | 08.10.2024 | 08.10.2025
Reagensi, izuzev za transfuziju | 404-1-110/24-44 | 208 | Reagensi za aparat ERBA XL 640 WITH ISE, ERBA XL 200 | 34 | XL MULTICAL | RGN230701 | pakovanje | 4x3 | Erba Lachema s.r.o. Češka | XL MULTICAL | 17950 | 20% | LaboMed d.o.o. | 105-12/24 | 08.10.2024 | 08.10.2025
Reagensi, izuzev za transfuziju | 404-1-110/24-44 | 208 | Reagensi za aparat ERBA XL 640 WITH ISE, ERBA XL 200 | 35 | MAL CON | RGN230702 | pakovanje | 1x1 | Erba Lachema s.r.o. Češka | MAL CONTROL | 2646 | 20% | LaboMed d.o.o. | 105-12/24 | 08.10.2024 | 08.10.2025
Reagensi, izuzev za transfuziju | 404-1-110/24-44 | 208 | Reagensi za aparat ERBA XL 640 WITH ISE, ERBA XL 200 | 36 | MAL CAL | RGN230703 | pakovanje | 1x1 | Erba Lachema s.r.o. Češka | MAL CALIBRATOR | 3654 | 20% | LaboMed d.o.o. | 105-12/24 | 08.10.2024 | 08.10.2025
Reagensi, izuzev za transfuziju | 404-1-110/24-44 | 208 | Reagensi za aparat ERBA XL 640 WITH ISE, ERBA XL 200 | 37 | CRP CAL SH | RGN230704 | pakovanje | 1x1 | Erba Lachema s.r.o. Češka | CRP CALIBRATOR | 11798 | 20% | LaboMed d.o.o. | 105-12/24 | 08.10.2024 | 08.10.2025
Reagensi, izuzev za transfuziju | 404-1-110/24-44 | 208 | Reagensi za aparat ERBA XL 640 WITH ISE, ERBA XL 200 | 38 | HDL/LDL CAL | RGN230705 | pakovanje | 2x1 | Erba Lachema s.r.o. Češka | HDL/LDL CAL | 11257 | 20% | LaboMed d.o.o. | 105-12/24 | 08.10.2024 | 08.10.2025
Reagensi, izuzev za transfuziju | 404-1-110/24-44 | 208 | Reagensi za aparat ERBA XL 640 WITH ISE, ERBA XL 200 | 39 | ISE CLEAN | RGN230706 | pakovanje | 1x1 | Erba Lachema s.r.o. Češka | XL ISE CLEANING | 6600 | 20% | LaboMed d.o.o. | 105-12/24 | 08.10.2024 | 08.10.2025
Reagensi, izuzev za transfuziju | 404-1-110/24-44 | 208 | Reagensi za aparat ERBA XL 640 WITH ISE, ERBA XL 200 | 40 | XL WASH | RGN230707 | pakovanje | 4x100 | Erba Lachema s.r.o. Češka | XL WASH | 8620 | 20% | LaboMed d.o.o. | 105-12/24 | 08.10.2024 | 08.10.2025
Reagensi, izuzev za transfuziju | 404-1-110/24-44 | 208 | Reagensi za aparat ERBA XL 640 WITH ISE, ERBA XL 200 | 41 | XL AUTOWAH AC/AL | RGN230708 | pakovanje | 5x44 + 5x44 | Erba Lachema s.r.o. Češka | Erba XL Auto Wash AC/AL | 7400 | 20% | LaboMed d.o.o. | 105-12/24 | 08.10.2024 | 08.10.2025
Reagensi, izuzev za transfuziju | 404-1-110/24-44 | 209 | Reagensi za aparat Atellica CH 930 Analyzer, Atellica CI1900 | 1 | Atellica CH Albumin (Alb) | RGN230709 | pakovanje | 4 x 1700 tests | Siemens Healthcare Diagnostics Inc, Tarrytown, SAD | Atellica CH Albumin (Alb) | 55698 | 20% | Teamedical d.o.o. | 105-23/24 | 08.10.2024 | 08.10.2025
Reagensi, izuzev za transfuziju | 404-1-110/24-44 | 209 | Reagensi za aparat Atellica CH 930 Analyzer, Atellica CI1900 | 2 | Atellica CH Ammonia (Amm) | RGN230710 | pakovanje | 4 x 120 tests | Siemens Healthcare Diagnostics Inc, Tarrytown, SAD | Atellica CH Ammonia (Amm) | 23590 | 20% | Teamedical d.o.o. | 105-23/24 | 08.10.2024 | 08.10.2025
Reagensi, izuzev za transfuziju | 404-1-110/24-44 | 209 | Reagensi za aparat Atellica CH 930 Analyzer, Atellica CI1900 | 3 | Atellica CH Calcium (Ca) | RGN230711 | pakovanje | 4 x 890 tests | Siemens Healthcare Diagnostics Inc, Tarrytown, SAD | Atellica CH Calcium (Ca) | 34695 | 20% | Teamedical d.o.o. | 105-23/24 | 08.10.2024 | 08.10.2025
Reagensi, izuzev za transfuziju | 404-1-110/24-44 | 209 | Reagensi za aparat Atellica CH 930 Analyzer, Atellica CI1900 | 4 | Atellica CH Cholesterol_2 (Chol_2) | RGN230712 | pakovanje | 4 x 2100 tests | Siemens Healthcare Diagnostics Inc, Tarrytown, SAD | Atellica CH Cholesterol_2 (Chol_2) | 99341 | 20% | Teamedical d.o.o. | 105-23/24 | 08.10.2024 | 08.10.2025
Reagensi, izuzev za transfuziju | 404-1-110/24-44 | 209 | Reagensi za aparat Atellica CH 930 Analyzer, Atellica CI1900 | 5 | Atellica CH Creatinine_2 (Crea_2) | RGN230713 | pakovanje | 4 x 1472 tests | Siemens Healthcare Diagnostics Inc, Tarrytown, SAD | Atellica CH Creatinine_2 (Crea_2) | 48228 | 20% | Teamedical d.o.o. | 105-23/24 | 08.10.2024 | 08.10.2025
Reagensi, izuzev za transfuziju | 404-1-110/24-44 | 209 | Reagensi za aparat Atellica CH 930 Analyzer, Atellica CI1900 | 6 | Atellica CH Direct Bilirubin 2 (DBil_2) | RGN230714 | pakovanje | 4 x 448 tests | Siemens Healthcare Diagnostics Inc, Tarrytown, SAD | Atellica CH Direct Bilirubin 2 (DBil_2) | 23485 | 20% | Teamedical d.o.o. | 105-23/24 | 08.10.2024 | 08.10.2025
Reagensi, izuzev za transfuziju | 404-1-110/24-44 | 209 | Reagensi za aparat Atellica CH 930 Analyzer, Atellica CI1900 | 7 | Atellica CH Direct HDL Cholesterol (D-HDL) | RGN230715 | pakovanje | 4 x 448 tests | Siemens Healthcare Diagnostics Inc, Tarrytown, SAD | Atellica CH HDL Cholesterol (HDLC) | 125252 | 20% | Teamedical d.o.o. | 105-23/24 | 08.10.2024 | 08.10.2025
Reagensi, izuzev za transfuziju | 404-1-110/24-44 | 209 | Reagensi za aparat Atellica CH 930 Analyzer, Atellica CI1900 | 8 | Atellica CH LDL Cholesterol Direct (DLDL) | RGN230716 | pakovanje | 4 x 400 tests | Siemens Healthcare Diagnostics Inc, Tarrytown, SAD | Atellica CH LDL Cholesterol (LDLC) | 111832 | 20% | Teamedical d.o.o. | 105-23/24 | 08.10.2024 | 08.10.2025
Reagensi, izuzev za transfuziju | 404-1-110/24-44 | 209 | Reagensi za aparat Atellica CH 930 Analyzer, Atellica CI1900 | 9 | Atellica CH Fructosamine (Fruc) | RGN230717 | pakovanje | 2 x 200 tests | Siemens Healthcare Diagnostics Inc, Tarrytown, SAD | Atellica CH Fructosamine (Fruc) | 104850 | 20% | Teamedical d.o.o. | 105-23/24 | 08.10.2024 | 08.10.2025
Reagensi, izuzev za transfuziju | 404-1-110/24-44 | 209 | Reagensi za aparat Atellica CH 930 Analyzer, Atellica CI1900 | 10 | Atellica CH Glucose Hexokinase_3 (GluH_3) | RGN230718 | pakovanje | 4 x 1560 tests | Siemens Healthcare Diagnostics Inc, Tarrytown, SAD | Atellica CH Glucose Hexokinase_3 (GluH_3) | 51111 | 20% | Teamedical d.o.o. | 105-23/24 | 08.10.2024 | 08.10.2025
Reagensi, izuzev za transfuziju | 404-1-110/24-44 | 209 | Reagensi za aparat Atellica CH 930 Analyzer, Atellica CI1900 | 11 | Atellica CH Inorganic Phosphorus (IP) | RGN230719 | pakovanje | 3 x 1700 tests | Siemens Healthcare Diagnostics Inc, Tarrytown, SAD | Atellica CH Inorganic Phosphorus (IP) | 41775 | 20% | Teamedical d.o.o. | 105-23/24 | 08.10.2024 | 08.10.2025
Reagensi, izuzev za transfuziju | 404-1-110/24-44 | 209 | Reagensi za aparat Atellica CH 930 Analyzer, Atellica CI1900 | 12 | Atellica CH Iron_2 (Iron_2) | RGN230720 | pakovanje | 4 x 448 tests | Siemens Healthcare Diagnostics Inc, Tarrytown, SAD | Atellica CH Iron_2 (Iron_2) | 27399 | 20% | Teamedical d.o.o. | 105-23/24 | 08.10.2024 | 08.10.2025
Reagensi, izuzev za transfuziju | 404-1-110/24-44 | 209 | Reagensi za aparat Atellica CH 930 Analyzer, Atellica CI1900 | 13 | Atellica CH Lactate (Lac) | RGN230721 | pakovanje | 4 x 95 tests | Siemens Healthcare Diagnostics Inc, Tarrytown, SAD | Atellica CH Lactate_2 (Lac_2) | 27390 | 20% | Teamedical d.o.o. | 105-23/24 | 08.10.2024 | 08.10.2025
Reagensi, izuzev za transfuziju | 404-1-110/24-44 | 209 | Reagensi za aparat Atellica CH 930 Analyzer, Atellica CI1900 | 14 | Atellica CH Magnesium (Mg) | RGN230722 | pakovanje | 3 x 400 tests | Siemens Healthcare Diagnostics Inc, Tarrytown, SAD | Atellica CH Magnesium (Mg) | 13761 | 20% | Teamedical d.o.o. | 105-23/24 | 08.10.2024 | 08.10.2025
Reagensi, izuzev za transfuziju | 404-1-110/24-44 | 209 | Reagensi za aparat Atellica CH 930 Analyzer, Atellica CI1900 | 15 | Atellica CH Total Bilirubin_2 (TBil_2) | RGN230723 | pakovanje | 4 x 448 tests | Siemens Healthcare Diagnostics Inc, Tarrytown, SAD | Atellica CH Total Bilirubin_2 (TBil_2) | 19571 | 20% | Teamedical d.o.o. | 105-23/24 | 08.10.2024 | 08.10.2025
Reagensi, izuzev za transfuziju | 404-1-110/24-44 | 209 | Reagensi za aparat Atellica CH 930 Analyzer, Atellica CI1900 | 16 | Atellica CH Total Iron Binding Capacity (TIBC) | RGN230724 | pakovanje | 4 x 200 tests | Siemens Healthcare Diagnostics Inc, Tarrytown, SAD | Atellica CH Total Iron Binding Capacity (TIBC) | 104843 | 20% | Teamedical d.o.o. | 105-23/24 | 08.10.2024 | 08.10.2025
Reagensi, izuzev za transfuziju | 404-1-110/24-44 | 209 | Reagensi za aparat Atellica CH 930 Analyzer, Atellica CI1900 | 17 | Atellica CH Total Protein II (TP) | RGN230725 | pakovanje | 4 x 1850 tests | Siemens Healthcare Diagnostics Inc, Tarrytown, SAD | Atellica CH Total Protein II (TP) | 60612 | 20% | Teamedical d.o.o. | 105-23/24 | 08.10.2024 | 08.10.2025
Reagensi, izuzev za transfuziju | 404-1-110/24-44 | 209 | Reagensi za aparat Atellica CH 930 Analyzer, Atellica CI1900 | 18 | Atellica CH Triglycerides (concentrated) (Trig) | RGN230726 | pakovanje | 4 x 500 tests | Siemens Healthcare Diagnostics Inc, Tarrytown, SAD | Atellica CH Triglycerides_2 (Trig_2) | 28734 | 20% | Teamedical d.o.o. | 105-23/24 | 08.10.2024 | 08.10.2025
Reagensi, izuzev za transfuziju | 404-1-110/24-44 | 209 | Reagensi za aparat Atellica CH 930 Analyzer, Atellica CI1900 | 19 | Atellica CH Uric Acid (UA) | RGN230727 | pakovanje | 4 x 1200 tests | Siemens Healthcare Diagnostics Inc, Tarrytown, SAD | Atellica CH Uric Acid (UA) | 59710 | 20% | Teamedical d.o.o. | 105-23/24 | 08.10.2024 | 08.10.2025
Reagensi, izuzev za transfuziju | 404-1-110/24-44 | 209 | Reagensi za aparat Atellica CH 930 Analyzer, Atellica CI1900 | 20 | Atellica CH Urea Nitrogen (UN_c) | RGN230728 | pakovanje | 4 x 1560 tests | Siemens Healthcare Diagnostics Inc, Tarrytown, SAD | Atellica CH Urea Nitrogen (UN_c) | 90195 | 20% | Teamedical d.o.o. | 105-23/24 | 08.10.2024 | 08.10.2025
Reagensi, izuzev za transfuziju | 404-1-110/24-44 | 209 | Reagensi za aparat Atellica CH 930 Analyzer, Atellica CI1900 | 21 | Atellica CH Alkaline Phosphatase, Concentrated (ALP_2c) | RGN230729 | pakovanje | 4 x 1200 tests | Siemens Healthcare Diagnostics Inc, Tarrytown, SAD | Atellica CH Alkaline Phosphatase, Concentrated (ALP_2c) | 61439 | 20% | Teamedical d.o.o. | 105-23/24 | 08.10.2024 | 08.10.2025
Reagensi, izuzev za transfuziju | 404-1-110/24-44 | 209 | Reagensi za aparat Atellica CH 930 Analyzer, Atellica CI1900 | 22 | Atellica CH Alanine Aminotransferase (ALT) | RGN230730 | pakovanje | 3 x 850 tests | Siemens Healthcare Diagnostics Inc, Tarrytown, SAD | Atellica CH Alanine Aminotransferase (ALT) | 20886 | 20% | Teamedical d.o.o. | 105-23/24 | 08.10.2024 | 08.10.2025
Reagensi, izuzev za transfuziju | 404-1-110/24-44 | 209 | Reagensi za aparat Atellica CH 930 Analyzer, Atellica CI1900 | 23 | Atellica CH Alanine Aminotransferase P5P (ALTPLc) | RGN230731 | pakovanje | 2 x 1040 tests | Siemens Healthcare Diagnostics Inc, Tarrytown, SAD | Atellica CH Alanine Aminotransferase P5P (ALTPLc) | 20246 | 20% | Teamedical d.o.o. | 105-23/24 | 08.10.2024 | 08.10.2025
Reagensi, izuzev za transfuziju | 404-1-110/24-44 | 209 | Reagensi za aparat Atellica CH 930 Analyzer, Atellica CI1900 | 24 | Atellica CH Amylase (Amylas) | RGN240715 | pakovanje | 3 x 350 tests | Siemens Healthcare Diagnostics Inc, Tarrytown, SAD | Atellica CH Amylase_2 (AMY_2) | 50456 | 20% | Teamedical d.o.o. | 105-23/24 | 08.10.2024 | 08.10.2025
Reagensi, izuzev za transfuziju | 404-1-110/24-44 | 209 | Reagensi za aparat Atellica CH 930 Analyzer, Atellica CI1900 | 25 | Atellica CH Aspartate Aminotransferase (AST) | RGN230733 | pakovanje | 3 x 850 tests | Siemens Healthcare Diagnostics Inc, Tarrytown, SAD | Atellica CH Aspartate Aminotransferase (AST) | 20886 | 20% | Teamedical d.o.o. | 105-23/24 | 08.10.2024 | 08.10.2025
Reagensi, izuzev za transfuziju | 404-1-110/24-44 | 209 | Reagensi za aparat Atellica CH 930 Analyzer, Atellica CI1900 | 26 | Atellica CH Aspartate Aminotransferase P5P (ASTPLc) | RGN230734 | pakovanje | 2 x 1040 tests | Siemens Healthcare Diagnostics Inc, Tarrytown, SAD | Atellica CH Aspartate Aminotransferase P5P (ASTPLc) | 20246 | 20% | Teamedical d.o.o. | 105-23/24 | 08.10.2024 | 08.10.2025
Reagensi, izuzev za transfuziju | 404-1-110/24-44 | 209 | Reagensi za aparat Atellica CH 930 Analyzer, Atellica CI1900 | 27 | Atellica CH Cholinesterase (CHE) | RGN230735 | pakovanje | 2 x 135 tests | Siemens Healthcare Diagnostics Inc, Tarrytown, SAD | Atellica CH Cholinesterase (CHE) | 10620 | 20% | Teamedical d.o.o. | 105-23/24 | 08.10.2024 | 08.10.2025
Reagensi, izuzev za transfuziju | 404-1-110/24-44 | 209 | Reagensi za aparat Atellica CH 930 Analyzer, Atellica CI1900 | 28 | Atellica CH Creatine Kinase (CK_L) | RGN230736 | pakovanje | 3 x 332 tests | Siemens Healthcare Diagnostics Inc, Tarrytown, SAD | Atellica CH Creatine Kinase (CK_L) | 13105 | 20% | Teamedical d.o.o. | 105-23/24 | 08.10.2024 | 08.10.2025
Reagensi, izuzev za transfuziju | 404-1-110/24-44 | 209 | Reagensi za aparat Atellica CH 930 Analyzer, Atellica CI1900 | 29 | Atellica CH Gamma-Glutamyl Transferase (GGT) | RGN230737 | pakovanje | 4 x 448 tests | Siemens Healthcare Diagnostics Inc, Tarrytown, SAD | Atellica CH Gamma-Glutamyl Transferase (GGT) | 17614 | 20% | Teamedical d.o.o. | 105-23/24 | 08.10.2024 | 08.10.2025
Reagensi, izuzev za transfuziju | 404-1-110/24-44 | 209 | Reagensi za aparat Atellica CH 930 Analyzer, Atellica CI1900 | 30 | Atellica CH Lactate Dehydrogenase LP (LDLP) | RGN230738 | pakovanje | 4 x 448 tests | Siemens Healthcare Diagnostics Inc, Tarrytown, SAD | Atellica CH Lactate Dehydrogenase L-P (LDLP) | 19571 | 20% | Teamedical d.o.o. | 105-23/24 | 08.10.2024 | 08.10.2025
Reagensi, izuzev za transfuziju | 404-1-110/24-44 | 209 | Reagensi za aparat Atellica CH 930 Analyzer, Atellica CI1900 | 31 | Atellica CH Lipase (Lip) | RGN230739 | pakovanje | 4 x 320 tests | Siemens Healthcare Diagnostics Inc, Tarrytown, SAD | Atellica CH Lipase (Lip) | 89466 | 20% | Teamedical d.o.o. | 105-23/24 | 08.10.2024 | 08.10.2025
Reagensi, izuzev za transfuziju | 404-1-110/24-44 | 209 | Reagensi za aparat Atellica CH 930 Analyzer, Atellica CI1900 | 32 | Atellica CH Pancreatic Amylase (PAmy) | RGN230740 | pakovanje | 4 x 430 tests | Siemens Healthcare Diagnostics Inc, Tarrytown, SAD | Atellica CH Pancreatic Amylase (PAmy) | 140885 | 20% | Teamedical d.o.o. | 105-23/24 | 08.10.2024 | 08.10.2025
Reagensi, izuzev za transfuziju | 404-1-110/24-44 | 209 | Reagensi za aparat Atellica CH 930 Analyzer, Atellica CI1900 | 33 | Atellica CH Microalbumin_2 (μALB_2) | RGN230741 | pakovanje | 4 x 210 tests | Siemens Healthcare Diagnostics Inc, Tarrytown, SAD | Atellica CH Microalbumin_2 (μALB_2) | 58715 | 20% | Teamedical d.o.o. | 105-23/24 | 08.10.2024 | 08.10.2025
Reagensi, izuzev za transfuziju | 404-1-110/24-44 | 209 | Reagensi za aparat Atellica CH 930 Analyzer, Atellica CI1900 | 34 | Atellica CH Hemoglobin A1c_3 (A1c_3) | RGN230742 | pakovanje | 2 x 300 tests | Siemens Healthcare Diagnostics Inc, Tarrytown, SAD | Atellica CH A1c_E Assay | 216238 | 20% | Teamedical d.o.o. | 105-23/24 | 08.10.2024 | 08.10.2025
Reagensi, izuzev za transfuziju | 404-1-110/24-44 | 209 | Reagensi za aparat Atellica CH 930 Analyzer, Atellica CI1900 | 35 | Atellica CH Alpha-1-acid Glycoprotein (AAG) | RGN230743 | pakovanje | 2 x 200 tests | Siemens Healthcare Diagnostics Inc, Tarrytown, SAD | Atellica CH Alpha-1-acid Glycoprotein (AAG) | 130820 | 20% | Teamedical d.o.o. | 105-23/24 | 08.10.2024 | 08.10.2025
Reagensi, izuzev za transfuziju | 404-1-110/24-44 | 209 | Reagensi za aparat Atellica CH 930 Analyzer, Atellica CI1900 | 36 | Atellica CH Alpha-1-antitrypsin (AAT) | RGN230744 | pakovanje | 2 x 180 tests | Siemens Healthcare Diagnostics Inc, Tarrytown, SAD | Atellica CH Alpha-1-antitrypsin (AAT) | 75690 | 20% | Teamedical d.o.o. | 105-23/24 | 08.10.2024 | 08.10.2025
Reagensi, izuzev za transfuziju | 404-1-110/24-44 | 209 | Reagensi za aparat Atellica CH 930 Analyzer, Atellica CI1900 | 37 | Atellica CH Apolipoprotein A-1 (APO A1) | RGN230745 | pakovanje | 2 x 150 tests | Siemens Healthcare Diagnostics Inc, Tarrytown, SAD | Atellica CH Apolipoprotein A-1 (APO A1) | 63890 | 20% | Teamedical d.o.o. | 105-23/24 | 08.10.2024 | 08.10.2025
Reagensi, izuzev za transfuziju | 404-1-110/24-44 | 209 | Reagensi za aparat Atellica CH 930 Analyzer, Atellica CI1900 | 38 | Atellica CH Apolipoprotein B (APO B) | RGN230746 | pakovanje | 2 x 150 tests | Siemens Healthcare Diagnostics Inc, Tarrytown, SAD | Atellica CH Apolipoprotein B (APO B) | 61925 | 20% | Teamedical d.o.o. | 105-23/24 | 08.10.2024 | 08.10.2025
Reagensi, izuzev za transfuziju | 404-1-110/24-44 | 209 | Reagensi za aparat Atellica CH 930 Analyzer, Atellica CI1900 | 39 | Atellica CH Anti-Streptolysin-O_2 (ASO_2) | RGN230747 | pakovanje | 3 x 400 tests | Siemens Healthcare Diagnostics Inc, Tarrytown, SAD | Atellica CH Anti-Streptolysin-O_2 (ASO_2) | 262107 | 20% | Teamedical d.o.o. | 105-23/24 | 08.10.2024 | 08.10.2025
Reagensi, izuzev za transfuziju | 404-1-110/24-44 | 209 | Reagensi za aparat Atellica CH 930 Analyzer, Atellica CI1900 | 40 | Atellica CH β2-Microglobulin (B2M) | RGN230748 | pakovanje | 2 x 200 tests | Siemens Healthcare Diagnostics Inc, Tarrytown, SAD | Atellica CH β2-Microglobulin (B2M) | 78632 | 20% | Teamedical d.o.o. | 105-23/24 | 08.10.2024 | 08.10.2025
Reagensi, izuzev za transfuziju | 404-1-110/24-44 | 209 | Reagensi za aparat Atellica CH 930 Analyzer, Atellica CI1900 | 41 | Atellica CH Complement C3 (C3) | RGN230749 | pakovanje | 2 x 200 tests | Siemens Healthcare Diagnostics Inc, Tarrytown, SAD | Atellica CH Complement C3 (C3) | 91737 | 20% | Teamedical d.o.o. | 105-23/24 | 08.10.2024 | 08.10.2025
Reagensi, izuzev za transfuziju | 404-1-110/24-44 | 209 | Reagensi za aparat Atellica CH 930 Analyzer, Atellica CI1900 | 42 | Atellica CH Complement C4 (C4) | RGN230750 | pakovanje | 2 x 200 tests | Siemens Healthcare Diagnostics Inc, Tarrytown, SAD | Atellica CH Complement C4 (C4) | 91737 | 20% | Teamedical d.o.o. | 105-23/24 | 08.10.2024 | 08.10.2025
Reagensi, izuzev za transfuziju | 404-1-110/24-44 | 209 | Reagensi za aparat Atellica CH 930 Analyzer, Atellica CI1900 | 43 | Atellica CH C-Reactive Protein_2 (CRP_2) | RGN230751 | pakovanje | 2 x 500 tests | Siemens Healthcare Diagnostics Inc, Tarrytown, SAD | Atellica CH C-Reactive Protein_2 (CRP_2) | 67191 | 20% | Teamedical d.o.o. | 105-23/24 | 08.10.2024 | 08.10.2025
Reagensi, izuzev za transfuziju | 404-1-110/24-44 | 209 | Reagensi za aparat Atellica CH 930 Analyzer, Atellica CI1900 | 44 | Atellica CH High Sensitivity CReactive Protein (hsCRP) | RGN230752 | pakovanje | 2 x 370 tests | Siemens Healthcare Diagnostics Inc, Tarrytown, SAD | Atellica CH High Sensitivity C-Reactive Protein (hsCRP) | 86434 | 20% | Teamedical d.o.o. | 105-23/24 | 08.10.2024 | 08.10.2025
Reagensi, izuzev za transfuziju | 404-1-110/24-44 | 209 | Reagensi za aparat Atellica CH 930 Analyzer, Atellica CI1900 | 45 | Atellica CH Wide Range C-Reactive Protein (wrCRP) | RGN230753 | pakovanje | 4 x 500 test | Siemens Healthcare Diagnostics Inc, Tarrytown, SAD | Atellica CH Wide Range C-Reactive Protein (wrCRP) | 109211 | 20% | Teamedical d.o.o. | 105-23/24 | 08.10.2024 | 08.10.2025
Reagensi, izuzev za transfuziju | 404-1-110/24-44 | 209 | Reagensi za aparat Atellica CH 930 Analyzer, Atellica CI1900 | 46 | Atellica CH Haptoglobin (Hapt) | RGN230754 | pakovanje | 2 x 150 tests | Siemens Healthcare Diagnostics Inc, Tarrytown, SAD | Atellica CH Haptoglobin (Hapt) | 65702 | 20% | Teamedical d.o.o. | 105-23/24 | 08.10.2024 | 08.10.2025
Reagensi, izuzev za transfuziju | 404-1-110/24-44 | 209 | Reagensi za aparat Atellica CH 930 Analyzer, Atellica CI1900 | 47 | Atellica CH Immunoglobulin A_2 (IgA_2) | RGN230755 | pakovanje | 4 x 150 tests | Siemens Healthcare Diagnostics Inc, Tarrytown, SAD | Atellica CH Immunoglobulin A_2 (IgA_2) | 82565 | 20% | Teamedical d.o.o. | 105-23/24 | 08.10.2024 | 08.10.2025
Reagensi, izuzev za transfuziju | 404-1-110/24-44 | 209 | Reagensi za aparat Atellica CH 930 Analyzer, Atellica CI1900 | 48 | Atellica CH Immunoglobulin G_2 (IgG_2) | RGN230756 | pakovanje | 4 x 180 tests | Siemens Healthcare Diagnostics Inc, Tarrytown, SAD | Atellica CH Immunoglobulin G_2 (IgG_2) | 99076 | 20% | Teamedical d.o.o. | 105-23/24 | 08.10.2024 | 08.10.2025
Reagensi, izuzev za transfuziju | 404-1-110/24-44 | 209 | Reagensi za aparat Atellica CH 930 Analyzer, Atellica CI1900 | 49 | Atellica CH Immunoglobulin M_2 (IgM_2) | RGN230757 | pakovanje | 4 x 180 tests | Siemens Healthcare Diagnostics Inc, Tarrytown, SAD | Atellica CH Immunoglobulin M_2 (IgM_2) | 99076 | 20% | Teamedical d.o.o. | 105-23/24 | 08.10.2024 | 08.10.2025
Reagensi, izuzev za transfuziju | 404-1-110/24-44 | 209 | Reagensi za aparat Atellica CH 930 Analyzer, Atellica CI1900 | 50 | Atellica CH Lipoprotein(a) (Lp(a)) | RGN230758 | pakovanje | 2 x 200 tests | Siemens Healthcare Diagnostics Inc, Tarrytown, SAD | Atellica CH Lipoprotein(a) (Lp(a)) | 147951 | 20% | Teamedical d.o.o. | 105-23/24 | 08.10.2024 | 08.10.2025
Reagensi, izuzev za transfuziju | 404-1-110/24-44 | 209 | Reagensi za aparat Atellica CH 930 Analyzer, Atellica CI1900 | 51 | Atellica CH Rheumatoid Factor (RF) | RGN230759 | pakovanje | 2 x 180 tests | Siemens Healthcare Diagnostics Inc, Tarrytown, SAD | Atellica CH Rheumatoid Factor (RF) | 47179 | 20% | Teamedical d.o.o. | 105-23/24 | 08.10.2024 | 08.10.2025
Reagensi, izuzev za transfuziju | 404-1-110/24-44 | 209 | Reagensi za aparat Atellica CH 930 Analyzer, Atellica CI1900 | 52 | Atellica CH Transferrin (Trf) | RGN230760 | pakovanje | 4 x 220 tests | Siemens Healthcare Diagnostics Inc, Tarrytown, SAD | Atellica CH Transferrin (Trf) | 10911 | 20% | Teamedical d.o.o. | 105-23/24 | 08.10.2024 | 08.10.2025
Reagensi, izuzev za transfuziju | 404-1-110/24-44 | 209 | Reagensi za aparat Atellica CH 930 Analyzer, Atellica CI1900 | 53 | Atellica CH Total Protein_2 (Urine) (UPro) | RGN240716 | pakovanje | 4 x 370 tests | Siemens Healthcare Diagnostics Inc, Tarrytown, SAD | Atellica CH Urinary/Cerebrospinal Fluid Protein (UCFP) | 56066 | 20% | Teamedical d.o.o. | 105-23/24 | 08.10.2024 | 08.10.2025
Reagensi, izuzev za transfuziju | 404-1-110/24-44 | 209 | Reagensi za aparat Atellica CH 930 Analyzer, Atellica CI1900 | 54 | Atellica CH Carbamazepine (Carb) | RGN230762 | pakovanje | 4 x 100 tests | Siemens Healthcare Diagnostics Inc, Tarrytown, SAD | Atellica CH Carbamazepine (Carb) | 124590 | 20% | Teamedical d.o.o. | 105-23/24 | 08.10.2024 | 08.10.2025
Reagensi, izuzev za transfuziju | 404-1-110/24-44 | 209 | Reagensi za aparat Atellica CH 930 Analyzer, Atellica CI1900 | 55 | Atellica CH Digoxin (Dgn) | RGN230763 | pakovanje | 4 x 400 tests | Siemens Healthcare Diagnostics Inc, Tarrytown, SAD | Atellica CH Digoxin (Dgn) | 314528 | 20% | Teamedical d.o.o. | 105-23/24 | 08.10.2024 | 08.10.2025
Reagensi, izuzev za transfuziju | 404-1-110/24-44 | 209 | Reagensi za aparat Atellica CH 930 Analyzer, Atellica CI1900 | 56 | Atellica CH Gentamicin (Gent) | RGN230764 | pakovanje | 4 x 100 tests | Siemens Healthcare Diagnostics Inc, Tarrytown, SAD | Atellica CH Gentamicin (Gent) | 104843 | 20% | Teamedical d.o.o. | 105-23/24 | 08.10.2024 | 08.10.2025
Reagensi, izuzev za transfuziju | 404-1-110/24-44 | 209 | Reagensi za aparat Atellica CH 930 Analyzer, Atellica CI1900 | 57 | Atellica CH Lithium (Li) | RGN230765 | pakovanje | 2 x 200 tests | Siemens Healthcare Diagnostics Inc, Tarrytown, SAD | Atellica CH Lithium_2 (LITH_2) | 69895 | 20% | Teamedical d.o.o. | 105-23/24 | 08.10.2024 | 08.10.2025
Reagensi, izuzev za transfuziju | 404-1-110/24-44 | 209 | Reagensi za aparat Atellica CH 930 Analyzer, Atellica CI1900 | 58 | Atellica CH Phenobarbital (Phnb) | RGN230766 | pakovanje | 4 x 100 tests | Siemens Healthcare Diagnostics Inc, Tarrytown, SAD | Atellica CH Phenobarbital (Phnb) | 155738 | 20% | Teamedical d.o.o. | 105-23/24 | 08.10.2024 | 08.10.2025
Reagensi, izuzev za transfuziju | 404-1-110/24-44 | 209 | Reagensi za aparat Atellica CH 930 Analyzer, Atellica CI1900 | 59 | Atellica CH Phenytoin (Phny) | RGN230767 | pakovanje | 4 x 100 tests | Siemens Healthcare Diagnostics Inc, Tarrytown, SAD | Atellica CH Phenytoin (Phny) | 131053 | 20% | Teamedical d.o.o. | 105-23/24 | 08.10.2024 | 08.10.2025
Reagensi, izuzev za transfuziju | 404-1-110/24-44 | 209 | Reagensi za aparat Atellica CH 930 Analyzer, Atellica CI1900 | 60 | Atellica CH Theophylline (Theo) | RGN230768 | pakovanje | 4 x 100 tests | Siemens Healthcare Diagnostics Inc, Tarrytown, SAD | Atellica CH Theophylline (Theo) | 104843 | 20% | Teamedical d.o.o. | 105-23/24 | 08.10.2024 | 08.10.2025
Reagensi, izuzev za transfuziju | 404-1-110/24-44 | 209 | Reagensi za aparat Atellica CH 930 Analyzer, Atellica CI1900 | 61 | Atellica CH Tobramycin (Tob) | RGN230769 | pakovanje | 4 x 100 tests | Siemens Healthcare Diagnostics Inc, Tarrytown, SAD | Atellica CH Tobramycin (Tob) | 117948 | 20% | Teamedical d.o.o. | 105-23/24 | 08.10.2024 | 08.10.2025
Reagensi, izuzev za transfuziju | 404-1-110/24-44 | 209 | Reagensi za aparat Atellica CH 930 Analyzer, Atellica CI1900 | 62 | Atellica CH Vancomycin (Vanc) | RGN230770 | pakovanje | 4 x 100 tests | Siemens Healthcare Diagnostics Inc, Tarrytown, SAD | Atellica CH Vancomycin (Vanc) | 104843 | 20% | Teamedical d.o.o. | 105-23/24 | 08.10.2024 | 08.10.2025
Reagensi, izuzev za transfuziju | 404-1-110/24-44 | 209 | Reagensi za aparat Atellica CH 930 Analyzer, Atellica CI1900 | 63 | Atellica CH Valproic Acid (VPA) | RGN230771 | pakovanje | 4 x 100 tests | Siemens Healthcare Diagnostics Inc, Tarrytown, SAD | Atellica CH Valproic Acid (VPA) | 124590 | 20% | Teamedical d.o.o. | 105-23/24 | 08.10.2024 | 08.10.2025
Reagensi, izuzev za transfuziju | 404-1-110/24-44 | 209 | Reagensi za aparat Atellica CH 930 Analyzer, Atellica CI1900 | 64 | Atellica CH Acetaminophen (Acet) | RGN230772 | pakovanje | 4 x 300 tests | Siemens Healthcare Diagnostics Inc, Tarrytown, SAD | Atellica CH Acetaminophen (Acet) | 275212 | 20% | Teamedical d.o.o. | 105-23/24 | 08.10.2024 | 08.10.2025
Reagensi, izuzev za transfuziju | 404-1-110/24-44 | 209 | Reagensi za aparat Atellica CH 930 Analyzer, Atellica CI1900 | 65 | Atellica CH Amphetamines (Amp) | RGN230773 | pakovanje | 4 x 380 tests | Siemens Healthcare Diagnostics Inc, Tarrytown, SAD | Atellica CH Amphetamines (Amp) | 249001 | 20% | Teamedical d.o.o. | 105-23/24 | 08.10.2024 | 08.10.2025
Reagensi, izuzev za transfuziju | 404-1-110/24-44 | 209 | Reagensi za aparat Atellica CH 930 Analyzer, Atellica CI1900 | 66 | Atellica CH Barbiturates (Brb) | RGN230774 | pakovanje | 4 x 380 tests | Siemens Healthcare Diagnostics Inc, Tarrytown, SAD | Atellica CH Barbiturates (Brb) | 348602 | 20% | Teamedical d.o.o. | 105-23/24 | 08.10.2024 | 08.10.2025
Reagensi, izuzev za transfuziju | 404-1-110/24-44 | 209 | Reagensi za aparat Atellica CH 930 Analyzer, Atellica CI1900 | 67 | Atellica CH Benzodiazepines (Bnz) | RGN230775 | pakovanje | 4 x 380 tests | Siemens Healthcare Diagnostics Inc, Tarrytown, SAD | Atellica CH Benzodiazepines (Bnz) | 348602 | 20% | Teamedical d.o.o. | 105-23/24 | 08.10.2024 | 08.10.2025
Reagensi, izuzev za transfuziju | 404-1-110/24-44 | 209 | Reagensi za aparat Atellica CH 930 Analyzer, Atellica CI1900 | 68 | Atellica CH Cocaine Metabolite (Coc) | RGN230776 | pakovanje | 4 x 380 tests | Siemens Healthcare Diagnostics Inc, Tarrytown, SAD | Atellica CH Cocaine Metabolite (Coc) | 348602 | 20% | Teamedical d.o.o. | 105-23/24 | 08.10.2024 | 08.10.2025
Reagensi, izuzev za transfuziju | 404-1-110/24-44 | 209 | Reagensi za aparat Atellica CH 930 Analyzer, Atellica CI1900 | 69 | Atellica CH Ethyl Alcohol (ETOH) | RGN230777 | pakovanje | 4 x 300 tests | Siemens Healthcare Diagnostics Inc, Tarrytown, SAD | Atellica CH Ethyl Alcohol (ETOH) | 98290 | 20% | Teamedical d.o.o. | 105-23/24 | 08.10.2024 | 08.10.2025
Reagensi, izuzev za transfuziju | 404-1-110/24-44 | 209 | Reagensi za aparat Atellica CH 930 Analyzer, Atellica CI1900 | 70 | Atellica CH Methadone (Mdn) | RGN230778 | pakovanje | 4 x 380 tests | Siemens Healthcare Diagnostics Inc, Tarrytown, SAD | Atellica CH Methadone (Mdn) | 348602 | 20% | Teamedical d.o.o. | 105-23/24 | 08.10.2024 | 08.10.2025
Reagensi, izuzev za transfuziju | 404-1-110/24-44 | 209 | Reagensi za aparat Atellica CH 930 Analyzer, Atellica CI1900 | 71 | Atellica CH Methadone Metabolite (EDDP) (MetMtb) | RGN230779 | pakovanje | 4 x 500 tests | Siemens Healthcare Diagnostics Inc, Tarrytown, SAD | Atellica CH Methadone Metabolite (EDDP) (MetMtb) | 458686 | 20% | Teamedical d.o.o. | 105-23/24 | 08.10.2024 | 08.10.2025
Reagensi, izuzev za transfuziju | 404-1-110/24-44 | 209 | Reagensi za aparat Atellica CH 930 Analyzer, Atellica CI1900 | 72 | Atellica CH Opiates (Op) | RGN230780 | pakovanje | 4 x 380 tests | Siemens Healthcare Diagnostics Inc, Tarrytown, SAD | Atellica CH Opiates (Op) | 348602 | 20% | Teamedical d.o.o. | 105-23/24 | 08.10.2024 | 08.10.2025
Reagensi, izuzev za transfuziju | 404-1-110/24-44 | 209 | Reagensi za aparat Atellica CH 930 Analyzer, Atellica CI1900 | 73 | Atellica CH Phencyclidine (Pcp) | RGN230781 | pakovanje | 4 x 380 tests | Siemens Healthcare Diagnostics Inc, Tarrytown, SAD | Atellica CH Phencyclidine (Pcp) | 348602 | 20% | Teamedical d.o.o. | 105-23/24 | 08.10.2024 | 08.10.2025
Reagensi, izuzev za transfuziju | 404-1-110/24-44 | 209 | Reagensi za aparat Atellica CH 930 Analyzer, Atellica CI1900 | 74 | Atellica CH Salicylate (Sal) | RGN230782 | pakovanje | 4 x 300 tests | Siemens Healthcare Diagnostics Inc, Tarrytown, SAD | Atellica CH Salicylate (Sal) | 275212 | 20% | Teamedical d.o.o. | 105-23/24 | 08.10.2024 | 08.10.2025
Reagensi, izuzev za transfuziju | 404-1-110/24-44 | 209 | Reagensi za aparat Atellica CH 930 Analyzer, Atellica CI1900 | 75 | Atellica CH Cannabinoids THC (Thc) | RGN230783 | pakovanje | 4 x 380 tests | Siemens Healthcare Diagnostics Inc, Tarrytown, SAD | Atellica CH Cannabinoids THC (Thc) | 348602 | 20% | Teamedical d.o.o. | 105-23/24 | 08.10.2024 | 08.10.2025
Reagensi, izuzev za transfuziju | 404-1-110/24-44 | 209 | Reagensi za aparat Atellica CH 930 Analyzer, Atellica CI1900 | 76 | Atellica CH Ecstasy (Xtc) | RGN230784 | pakovanje | 4 x 100 tests | Siemens Healthcare Diagnostics Inc, Tarrytown, SAD | Atellica CH Ecstasy (Xtc) | 91737 | 20% | Teamedical d.o.o. | 105-23/24 | 08.10.2024 | 08.10.2025
Reagensi, izuzev za transfuziju | 404-1-110/24-44 | 209 | Reagensi za aparat Atellica CH 930 Analyzer, Atellica CI1900 | 77 | Atellica CH Propoxyphene (Ppx) | RGN230785 | pakovanje | 4 x 380 tests | Siemens Healthcare Diagnostics Inc, Tarrytown, SAD | Atellica CH Propoxyphene (Ppx) | 298801 | 20% | Teamedical d.o.o. | 105-23/24 | 08.10.2024 | 08.10.2025
Reagensi, izuzev za transfuziju | 404-1-110/24-44 | 209 | Reagensi za aparat Atellica CH 930 Analyzer, Atellica CI1900 | 78 | A-LYTE Integrated Multisensor (IMT Na K Cl) | RGN230786 | pakovanje | 4 Sensors | Siemens Healthcare Diagnostics Inc, Tarrytown, SAD | A-LYTE Integrated Multisensor (IMT Na K Cl) | 196580 | 20% | Teamedical d.o.o. | 105-23/24 | 08.10.2024 | 08.10.2025
Reagensi, izuzev za transfuziju | 404-1-110/24-44 | 209 | Reagensi za aparat Atellica CH 930 Analyzer, Atellica CI1900 | 79 | A-LYTE IMT Standard A | RGN230787 | pakovanje | 2 x 1.5 L | Siemens Healthcare Diagnostics Inc, Tarrytown, SAD | A-LYTE IMT Standard A | 24018 | 20% | Teamedical d.o.o. | 105-23/24 | 08.10.2024 | 08.10.2025
Reagensi, izuzev za transfuziju | 404-1-110/24-44 | 209 | Reagensi za aparat Atellica CH 930 Analyzer, Atellica CI1900 | 80 | A-LYTE IMT Diluent | RGN230788 | pakovanje | 2 x 1.5 L | Siemens Healthcare Diagnostics Inc, Tarrytown, SAD | Atellica CH A-LYTE IMT Diluent (IMT Diluent) | 24966 | 20% | Teamedical d.o.o. | 105-23/24 | 08.10.2024 | 08.10.2025
Reagensi, izuzev za transfuziju | 404-1-110/24-44 | 209 | Reagensi za aparat Atellica CH 930 Analyzer, Atellica CI1900 | 81 | A-LYTE IMT Standard B + Salt Bridge | RGN230789 | pakovanje | 2 x 125 mL+2 x 250 mL | Siemens Healthcare Diagnostics Inc, Tarrytown, SAD | A-LYTE IMT Standard B + Salt Bridge | 38399 | 20% | Teamedical d.o.o. | 105-23/24 | 08.10.2024 | 08.10.2025
Reagensi, izuzev za transfuziju | 404-1-110/24-44 | 209 | Reagensi za aparat Atellica CH 930 Analyzer, Atellica CI1900 | 82 | A-LYTE IMT Dilution Check | RGN230790 | pakovanje | 6 x 2 mL | Siemens Healthcare Diagnostics Inc, Tarrytown, SAD | Atellica CH A-LYTE IMT Dilution Check | 17780 | 20% | Teamedical d.o.o. | 105-23/24 | 08.10.2024 | 08.10.2025
Reagensi, izuzev za transfuziju | 404-1-110/24-44 | 209 | Reagensi za aparat Atellica CH 930 Analyzer, Atellica CI1900 | 83 | Atellica CH Microalbumin_2 Calibrator (μALB_2 CAL) | RGN230791 | pakovanje | 5 x 2 mL | Siemens Healthcare Diagnostics Inc, Tarrytown, SAD | Atellica CH Microalbumin_2 Calibrator (μALB_2 CAL) | 9087 | 20% | Teamedical d.o.o. | 105-23/24 | 08.10.2024 | 08.10.2025
Reagensi, izuzev za transfuziju | 404-1-110/24-44 | 209 | Reagensi za aparat Atellica CH 930 Analyzer, Atellica CI1900 | 84 | Atellica CH A1c_3 Calibrator (A1c_3 CAL) | RGN230792 | pakovanje | 1 x 5.0 mL; 2 x 2 x 1.0 mL | Siemens Healthcare Diagnostics Inc, Tarrytown, SAD | Atellica CH A1c_E Calibrator | 62731 | 20% | Teamedical d.o.o. | 105-23/24 | 08.10.2024 | 08.10.2025
Reagensi, izuzev za transfuziju | 404-1-110/24-44 | 209 | Reagensi za aparat Atellica CH 930 Analyzer, Atellica CI1900 | 85 | Atellica CH Albumin BCP Calibrator (AlbP CAL) | RGN230793 | pakovanje | 3 x 2 mL | Siemens Healthcare Diagnostics Inc, Tarrytown, SAD | Atellica CH Albumin BCP Calibrator (AlbP CAL) | 20829 | 20% | Teamedical d.o.o. | 105-23/24 | 08.10.2024 | 08.10.2025
Reagensi, izuzev za transfuziju | 404-1-110/24-44 | 209 | Reagensi za aparat Atellica CH 930 Analyzer, Atellica CI1900 | 86 | Atellica CH Alkaline Phosphatase_2 Calibrator (ALP_2 CAL) | RGN230794 | pakovanje | 6 X 1 mL | Siemens Healthcare Diagnostics Inc, Tarrytown, SAD | Atellica CH Alkaline Phosphatase_2 Calibrator (ALP_2 CAL) | 18749 | 20% | Teamedical d.o.o. | 105-23/24 | 08.10.2024 | 08.10.2025
Reagensi, izuzev za transfuziju | 404-1-110/24-44 | 209 | Reagensi za aparat Atellica CH 930 Analyzer, Atellica CI1900 | 87 | Atellica CH Apolipoprotein A-1 & B Calibrator (APO A1 & B CAL) | RGN230795 | pakovanje | 5 x 1 mL | Siemens Healthcare Diagnostics Inc, Tarrytown, SAD | Atellica CH Apolipoprotein A-1 & B Calibrator (APO A1 & B CAL) | 7383 | 20% | Teamedical d.o.o. | 105-23/24 | 08.10.2024 | 08.10.2025
Reagensi, izuzev za transfuziju | 404-1-110/24-44 | 209 | Reagensi za aparat Atellica CH 930 Analyzer, Atellica CI1900 | 88 | Atellica CH β2-Microglobulin Calibrator (B2M CAL) | RGN230796 | pakovanje | 3 x 1 mL | Siemens Healthcare Diagnostics Inc, Tarrytown, SAD | Atellica CH β2-Microglobulin Calibrator (B2M CAL) | 11620 | 20% | Teamedical d.o.o. | 105-23/24 | 08.10.2024 | 08.10.2025
Reagensi, izuzev za transfuziju | 404-1-110/24-44 | 209 | Reagensi za aparat Atellica CH 930 Analyzer, Atellica CI1900 | 89 | Atellica CH Chemistry Calibrator (CHEM CAL) | RGN230797 | pakovanje | 12 x 3 mL | Siemens Healthcare Diagnostics Inc, Tarrytown, SAD | Atellica CH Chemistry Calibrator (CHEM CAL) | 17081 | 20% | Teamedical d.o.o. | 105-23/24 | 08.10.2024 | 08.10.2025
Reagensi, izuzev za transfuziju | 404-1-110/24-44 | 209 | Reagensi za aparat Atellica CH 930 Analyzer, Atellica CI1900 | 90 | Atellica CH CHEM III Calibrator (CHEM III CAL) | RGN230798 | pakovanje | 2 x 3 x 2.5 mL | Siemens Healthcare Diagnostics Inc, Tarrytown, SAD | Atellica CH CHEM III Calibrator (CHEM III CAL) | 55444 | 20% | Teamedical d.o.o. | 105-23/24 | 08.10.2024 | 08.10.2025
Reagensi, izuzev za transfuziju | 404-1-110/24-44 | 209 | Reagensi za aparat Atellica CH 930 Analyzer, Atellica CI1900 | 91 | Atellica CH CO2 Calibrator/Diluent (CO2 CAL) | RGN230799 | pakovanje | 2 x 21 mL | Siemens Healthcare Diagnostics Inc, Tarrytown, SAD | Atellica CH CO2 Calibrator/Diluent (CO2 CAL) | 8807 | 20% | Teamedical d.o.o. | 105-23/24 | 08.10.2024 | 08.10.2025
Reagensi, izuzev za transfuziju | 404-1-110/24-44 | 209 | Reagensi za aparat Atellica CH 930 Analyzer, Atellica CI1900 | 92 | Atellica CH C-Reactive Protein_2 Calibrators (CRP_2 CAL) | RGN230800 | pakovanje | 6 levels x 1 mL | Siemens Healthcare Diagnostics Inc, Tarrytown, SAD | Atellica CH C-Reactive Protein_2 Calibrators (CRP_2 CAL) | 13660 | 20% | Teamedical d.o.o. | 105-23/24 | 08.10.2024 | 08.10.2025
Reagensi, izuzev za transfuziju | 404-1-110/24-44 | 209 | Reagensi za aparat Atellica CH 930 Analyzer, Atellica CI1900 | 93 | Atellica CH DRUG CAL (DRUG CAL) | RGN230801 | pakovanje | 2 x 5 x 3 mL | Siemens Healthcare Diagnostics Inc, Tarrytown, SAD | Atellica CH DRUG CAL (DRUG CAL) | 84210 | 20% | Teamedical d.o.o. | 105-23/24 | 08.10.2024 | 08.10.2025
Reagensi, izuzev za transfuziju | 404-1-110/24-44 | 209 | Reagensi za aparat Atellica CH 930 Analyzer, Atellica CI1900 | 94 | Atellica CH DRUG CAL II (DRUG II CAL) | RGN230802 | pakovanje | 2 x 5 x 5 mL | Siemens Healthcare Diagnostics Inc, Tarrytown, SAD | Atellica CH DRUG CAL II (DRUG II CAL) | 24529 | 20% | Teamedical d.o.o. | 105-23/24 | 08.10.2024 | 08.10.2025
Reagensi, izuzev za transfuziju | 404-1-110/24-44 | 209 | Reagensi za aparat Atellica CH 930 Analyzer, Atellica CI1900 | 95 | Atellica CH ENZ 1 Calibrator (ENZ 1 CAL) | RGN230803 | pakovanje | 6 x 2.5 mL | Siemens Healthcare Diagnostics Inc, Tarrytown, SAD | Atellica CH ENZ 1 Calibrator (ENZ 1 CAL) | 41740 | 20% | Teamedical d.o.o. | 105-23/24 | 08.10.2024 | 08.10.2025
Reagensi, izuzev za transfuziju | 404-1-110/24-44 | 209 | Reagensi za aparat Atellica CH 930 Analyzer, Atellica CI1900 | 96 | Atellica CH ENZ 2 Calibrator (ENZ 2 CAL) | RGN230804 | pakovanje | 6 x 1.5 mL | Siemens Healthcare Diagnostics Inc, Tarrytown, SAD | Atellica CH ENZ 2 Calibrator (ENZ 2 CAL) | 16054 | 20% | Teamedical d.o.o. | 105-23/24 | 08.10.2024 | 08.10.2025
Reagensi, izuzev za transfuziju | 404-1-110/24-44 | 209 | Reagensi za aparat Atellica CH 930 Analyzer, Atellica CI1900 | 97 | Atellica CH ENZ 3 Calibrator (ENZ 3 CAL) | RGN230805 | pakovanje | 6 x 2.0 mL | Siemens Healthcare Diagnostics Inc, Tarrytown, SAD | Atellica CH ENZ 3 Calibrator (ENZ 3 CAL) | 25883 | 20% | Teamedical d.o.o. | 105-23/24 | 08.10.2024 | 08.10.2025
Reagensi, izuzev za transfuziju | 404-1-110/24-44 | 209 | Reagensi za aparat Atellica CH 930 Analyzer, Atellica CI1900 | 98 | Atellica CH Fructosamine Calibrator | RGN230806 | pakovanje | 3 x 1 mL | Siemens Healthcare Diagnostics Inc, Tarrytown, SAD | Atellica CH Fructosamine Calibrator (Fruc CAL) | 18631 | 20% | Teamedical d.o.o. | 105-23/24 | 08.10.2024 | 08.10.2025
Reagensi, izuzev za transfuziju | 404-1-110/24-44 | 209 | Reagensi za aparat Atellica CH 930 Analyzer, Atellica CI1900 | 99 | Atellica CH HDLC Calibrator (HDLC Cal) | RGN240717 | pakovanje | 3 x 1 mL | Siemens Healthcare Diagnostics Inc, Tarrytown, SAD | Atellica CH HDLC Calibrator (HDLC Cal) | 14600 | 20% | Teamedical d.o.o. | 105-23/24 | 08.10.2024 | 08.10.2025
Reagensi, izuzev za transfuziju | 404-1-110/24-44 | 209 | Reagensi za aparat Atellica CH 930 Analyzer, Atellica CI1900 | 100 | Atellica CH LDLC Calibrator (LDLC Cal) | RGN240718 | pakovanje | 3 x 2 mL | Siemens Healthcare Diagnostics Inc, Tarrytown, SAD | Atellica CH LDLC Calibrator (LDLC Cal) | 16352 | 20% | Teamedical d.o.o. | 105-23/24 | 08.10.2024 | 08.10.2025
Reagensi, izuzev za transfuziju | 404-1-110/24-44 | 209 | Reagensi za aparat Atellica CH 930 Analyzer, Atellica CI1900 | 101 | Atellica CH High Sensitivity CReactive Protein Calibrator (hsCRP CAL) | RGN230808 | pakovanje | 6 levels x 1 mL | Siemens Healthcare Diagnostics Inc, Tarrytown, SAD | Atellica CH High Sensitivity C-Reactive Protein Calibrator (hsCRP CAL) | 13088 | 20% | Teamedical d.o.o. | 105-23/24 | 08.10.2024 | 08.10.2025
Reagensi, izuzev za transfuziju | 404-1-110/24-44 | 209 | Reagensi za aparat Atellica CH 930 Analyzer, Atellica CI1900 | 102 | Atellica CH Lipoprotein(a) Calibrator (Lp(a) CAL) | RGN230809 | pakovanje | 5 x 1 mL | Siemens Healthcare Diagnostics Inc, Tarrytown, SAD | Atellica CH Lipoprotein(a) Calibrator (Lp(a) CAL) | 27325 | 20% | Teamedical d.o.o. | 105-23/24 | 08.10.2024 | 08.10.2025
Reagensi, izuzev za transfuziju | 404-1-110/24-44 | 209 | Reagensi za aparat Atellica CH 930 Analyzer, Atellica CI1900 | 103 | Atellica CH Liquid Specific Protein Calibrators (LSP CAL) | RGN230810 | pakovanje | 6 levels x 1 mL | Siemens Healthcare Diagnostics Inc, Tarrytown, SAD | Atellica CH Liquid Specific Protein Calibrators (LSP CAL) | 38888 | 20% | Teamedical d.o.o. | 105-23/24 | 08.10.2024 | 08.10.2025
Reagensi, izuzev za transfuziju | 404-1-110/24-44 | 209 | Reagensi za aparat Atellica CH 930 Analyzer, Atellica CI1900 | 104 | Atellica CH Methadone Metabolite 1000 ng/mL Urine Calibrator (MetMtb CAL) | RGN230811 | pakovanje | 1 x 10 mL | Siemens Healthcare Diagnostics Inc, Tarrytown, SAD | Atellica CH Methadone Metabolite 1000 ng/mL Urine Calibrator (MetMtb CAL) | 23555 | 20% | Teamedical d.o.o. | 105-23/24 | 08.10.2024 | 08.10.2025
Reagensi, izuzev za transfuziju | 404-1-110/24-44 | 209 | Reagensi za aparat Atellica CH 930 Analyzer, Atellica CI1900 | 105 | Atellica CH Special Chemistry Calibrator (SPCL CHEM CAL) | RGN230812 | pakovanje | 10 x 5 mL | Siemens Healthcare Diagnostics Inc, Tarrytown, SAD | Atellica CH Special Chemistry Calibrator (SPCL CHEM CAL) | 19129 | 20% | Teamedical d.o.o. | 105-23/24 | 08.10.2024 | 08.10.2025
Reagensi, izuzev za transfuziju | 404-1-110/24-44 | 209 | Reagensi za aparat Atellica CH 930 Analyzer, Atellica CI1900 | 106 | Atellica CH TDM Calibrators (TDM CAL) | RGN230813 | pakovanje | 6 x 3 mL | Siemens Healthcare Diagnostics Inc, Tarrytown, SAD | Atellica CH TDM Calibrators (TDM CAL) | 17098 | 20% | Teamedical d.o.o. | 105-23/24 | 08.10.2024 | 08.10.2025
Reagensi, izuzev za transfuziju | 404-1-110/24-44 | 209 | Reagensi za aparat Atellica CH 930 Analyzer, Atellica CI1900 | 107 | Atellica CH Toxicology Calibrator (TOX CAL) | RGN230814 | pakovanje | 6 x 3 mL | Siemens Healthcare Diagnostics Inc, Tarrytown, SAD | Atellica CH Toxicology Calibrator (TOX CAL) | 23585 | 20% | Teamedical d.o.o. | 105-23/24 | 08.10.2024 | 08.10.2025
Reagensi, izuzev za transfuziju | 404-1-110/24-44 | 209 | Reagensi za aparat Atellica CH 930 Analyzer, Atellica CI1900 | 108 | Atellica CH Urine Total Protein Calibrator (UPro CAL) ? | RGN240719 | pakovanje | 5x(2x4 mL) | Siemens Healthcare Diagnostics Inc, Tarrytown, SAD | Atellica CH Urinary/Cerebrospinal Fluid Protein Calibrator (UCFP CAL) | 12668 | 20% | Teamedical d.o.o. | 105-23/24 | 08.10.2024 | 08.10.2025
Reagensi, izuzev za transfuziju | 404-1-110/24-44 | 209 | Reagensi za aparat Atellica CH 930 Analyzer, Atellica CI1900 | 109 | Atellica CH wide range C-Reactive Protein Calibrator (wrCRP CAL) | RGN230816 | pakovanje | 6 x 1 mL | Siemens Healthcare Diagnostics Inc, Tarrytown, SAD | Atellica CH wide range C-Reactive Protein Calibrator (wrCRP CAL) | 14660 | 20% | Teamedical d.o.o. | 105-23/24 | 08.10.2024 | 08.10.2025
Reagensi, izuzev za transfuziju | 404-1-110/24-44 | 209 | Reagensi za aparat Atellica CH 930 Analyzer, Atellica CI1900 | 110 | Atellica CH Multi-Drug Urine Controls (MULTIDRUG QC) | RGN230817 | pakovanje | 3 x 2 x 5 mL | Siemens Healthcare Diagnostics Inc, Tarrytown, SAD | Atellica CH Multi-Drug Urine Controls (MULTIDRUG QC) | 63175 | 20% | Teamedical d.o.o. | 105-23/24 | 08.10.2024 | 08.10.2025
Reagensi, izuzev za transfuziju | 404-1-110/24-44 | 209 | Reagensi za aparat Atellica CH 930 Analyzer, Atellica CI1900 | 111 | Atellica CH Reaction Cuvette Segment | RGN230818 | pakovanje | 5 segments x 17 cuvettes | Siemens Healthcare Diagnostics Inc, Tarrytown, SAD | Atellica CH Reaction Cuvette Segment | 157264 | 20% | Teamedical d.o.o. | 105-23/24 | 08.10.2024 | 08.10.2025
Reagensi, izuzev za transfuziju | 404-1-110/24-44 | 209 | Reagensi za aparat Atellica CH 930 Analyzer, Atellica CI1900 | 112 | Atellica CH Dilution Cuvette Segments | RGN230819 | pakovanje | 5 segments x 23 cuvettes | Siemens Healthcare Diagnostics Inc, Tarrytown, SAD | Atellica CH Dilution Cuvette Segments | 139790 | 20% | Teamedical d.o.o. | 105-23/24 | 08.10.2024 | 08.10.2025
Reagensi, izuzev za transfuziju | 404-1-110/24-44 | 209 | Reagensi za aparat Atellica CH 930 Analyzer, Atellica CI1900 | 113 | Atellica CH EMPTY | RGN230820 | pakovanje | 8 packs | Siemens Healthcare Diagnostics Inc, Tarrytown, SAD | Atellica CH EMPTY CH Reagent Packs | 7398 | 20% | Teamedical d.o.o. | 105-23/24 | 08.10.2024 | 08.10.2025
Reagensi, izuzev za transfuziju | 404-1-110/24-44 | 209 | Reagensi za aparat Atellica CH 930 Analyzer, Atellica CI1900 | 114 | Atellica CH Diluent | RGN230821 | pakovanje | 2 x 1.5 L | Siemens Healthcare Diagnostics Inc, Tarrytown, SAD | Atellica CH Diluent | 13761 | 20% | Teamedical d.o.o. | 105-23/24 | 08.10.2024 | 08.10.2025
Reagensi, izuzev za transfuziju | 404-1-110/24-44 | 209 | Reagensi za aparat Atellica CH 930 Analyzer, Atellica CI1900 | 115 | Atellica CH Wash | RGN230822 | pakovanje | 2 x 1.5 L | Siemens Healthcare Diagnostics Inc, Tarrytown, SAD | Atellica CH Wash | 13761 | 20% | Teamedical d.o.o. | 105-23/24 | 08.10.2024 | 08.10.2025
Reagensi, izuzev za transfuziju | 404-1-110/24-44 | 209 | Reagensi za aparat Atellica CH 930 Analyzer, Atellica CI1900 | 116 | Atellica CH Conditioner | RGN230823 | pakovanje | 2 x 1.5 L | Siemens Healthcare Diagnostics Inc, Tarrytown, SAD | Atellica CH Conditioner | 13761 | 20% | Teamedical d.o.o. | 105-23/24 | 08.10.2024 | 08.10.2025
Reagensi, izuzev za transfuziju | 404-1-110/24-44 | 209 | Reagensi za aparat Atellica CH 930 Analyzer, Atellica CI1900 | 117 | Atellica CH Cleaner | RGN230824 | pakovanje | 2 x 1.5 L | Siemens Healthcare Diagnostics Inc, Tarrytown, SAD | Atellica CH Cleaner | 15263 | 20% | Teamedical d.o.o. | 105-23/24 | 08.10.2024 | 08.10.2025
Reagensi, izuzev za transfuziju | 404-1-110/24-44 | 209 | Reagensi za aparat Atellica CH 930 Analyzer, Atellica CI1900 | 118 | Atellica CH Lamp Coolant (LC) | RGN230825 | pakovanje | 1 x 250 mL | Siemens Healthcare Diagnostics Inc, Tarrytown, SAD | Atellica CH Lamp Coolant (LC) | 9501 | 20% | Teamedical d.o.o. | 105-23/24 | 08.10.2024 | 08.10.2025
Reagensi, izuzev za transfuziju | 404-1-110/24-44 | 209 | Reagensi za aparat Atellica CH 930 Analyzer, Atellica CI1900 | 119 | Atellica CH Water Bath Additive (WBA) | RGN230826 | pakovanje | 4 x 36 mL | Siemens Healthcare Diagnostics Inc, Tarrytown, SAD | Atellica CH Water Bath Additive (WBA) | 12778 | 20% | Teamedical d.o.o. | 105-23/24 | 08.10.2024 | 08.10.2025
Reagensi, izuzev za transfuziju | 404-1-110/24-44 | 209 | Reagensi za aparat Atellica CH 930 Analyzer, Atellica CI1900 | 120 | Atellica CH Check Reagent (CHK) | RGN230827 | pakovanje | n.a. | Siemens Healthcare Diagnostics Inc, Tarrytown, SAD | Atellica CH Check Reagent (CHK) | 12778 | 20% | Teamedical d.o.o. | 105-23/24 | 08.10.2024 | 08.10.2025
Reagensi, izuzev za transfuziju | 404-1-110/24-44 | 209 | Reagensi za aparat Atellica CH 930 Analyzer, Atellica CI1900 | 121 | Atellica CH Reagent Probe Cleaner 1 (RPC1) | RGN230828 | pakovanje | 2x 4 x 44,6 mL | Siemens Healthcare Diagnostics Inc, Tarrytown, SAD | Atellica CH Reagent Probe Cleaner 1 (RPC1) | 19330 | 20% | Teamedical d.o.o. | 105-23/24 | 08.10.2024 | 08.10.2025
Reagensi, izuzev za transfuziju | 404-1-110/24-44 | 209 | Reagensi za aparat Atellica CH 930 Analyzer, Atellica CI1900 | 122 | Atellica CH Reagent Probe Cleaner 2 (RPC2) | RGN230829 | pakovanje | 2x 4 x 44,6 mL | Siemens Healthcare Diagnostics Inc, Tarrytown, SAD | Atellica CH Reagent Probe Cleaner 2 (RPC2) | 19330 | 20% | Teamedical d.o.o. | 105-23/24 | 08.10.2024 | 08.10.2025
Reagensi, izuzev za transfuziju | 404-1-110/24-44 | 209 | Reagensi za aparat Atellica CH 930 Analyzer, Atellica CI1900 | 123 | Atellica CH Reagent Probe Cleaner 4 (RPC4) | RGN230830 | pakovanje | 4 x 47 mL | Siemens Healthcare Diagnostics Inc, Tarrytown, SAD | Atellica CH Reagent Probe Cleaner 4 (RPC4) | 12778 | 20% | Teamedical d.o.o. | 105-23/24 | 08.10.2024 | 08.10.2025
Reagensi, izuzev za transfuziju | 404-1-110/24-44 | 209 | Reagensi za aparat Atellica CH 930 Analyzer, Atellica CI1900 | 124 | Atellica CH Enzymatic Creatinine_2 (ECre_2) | RGN230831 | pakovanje | 4 x 350 tests | Siemens Healthcare Diagnostics Inc, Tarrytown, SAD | Atellica CH Enzymatic Creatinine_2 (ECre_2) | 73390 | 20% | Teamedical d.o.o. | 105-23/24 | 08.10.2024 | 08.10.2025
Reagensi, izuzev za transfuziju | 404-1-110/24-44 | 209 | Reagensi za aparat Atellica CH 930 Analyzer, Atellica CI1900 | 125 | Maintenance kit | RGN230832 | pakovanje | kit | Siemens Healthcare Diagnostics Inc, Tarrytown, SAD | Maintenance kit | 201500 | 20% | Teamedical d.o.o. | 105-23/24 | 08.10.2024 | 08.10.2025
Reagensi, izuzev za transfuziju | 404-1-110/24-44 | 209 | Reagensi za aparat Atellica CH 930 Analyzer, Atellica CI1900 | 126 | Atellica CH Gvožđe (FE) | RGN241723 | pakovanje | 4 x 450 tests | Siemens Healthcare Diagnostics Inc, Tarrytown, SAD | Atellica CH Iron_2 (Iron_2) | 29670 | 20% | Teamedical d.o.o. | 105-23/24 | 08.10.2024 | 08.10.2025
Reagensi, izuzev za transfuziju | 404-1-110/24-44 | 209 | Reagensi za aparat Atellica CH 930 Analyzer, Atellica CI1900 | 127 | Atellica CH Laktati (Lac) | RGN241724 | pakovanje | 2 x 300 tests | Siemens Healthcare Diagnostics Inc, Tarrytown, SAD | Atellica CH Lactate_2 (Lac_2) | 62450 | 20% | Teamedical d.o.o. | 105-23/24 | 08.10.2024 | 08.10.2025
Reagensi, izuzev za transfuziju | 404-1-110/24-44 | 209 | Reagensi za aparat Atellica CH 930 Analyzer, Atellica CI1900 | 128 | Atellica CH Holinesteraza (CHE) | RGN241725 | pakovanje | 2 x 270 tests | Siemens Healthcare Diagnostics Inc, Tarrytown, SAD | Atellica CH Holinesteraza (CHE) | 25230 | 20% | Teamedical d.o.o. | 105-23/24 | 08.10.2024 | 08.10.2025
Reagensi, izuzev za transfuziju | 404-1-110/24-44 | 209 | Reagensi za aparat Atellica CH 930 Analyzer, Atellica CI1900 | 129 | Atellica CH Anti-Streptolysin (ASO) | RGN241726 | pakovanje | 2 x 400 tests | Siemens Healthcare Diagnostics Inc, Tarrytown, SAD | Atellica CH Anti-Streptolysin-O_2 (ASO_2) | 189240 | 20% | Teamedical d.o.o. | 105-23/24 | 08.10.2024 | 08.10.2025
Reagensi, izuzev za transfuziju | 404-1-110/24-44 | 209 | Reagensi za aparat Atellica CH 930 Analyzer, Atellica CI1900 | 130 | Atellica CH Haptoglobin (Hapt) | RGN241727 | pakovanje | 2 x 300 tests | Siemens Healthcare Diagnostics Inc, Tarrytown, SAD | Atellica CH Haptoglobin (Hapt) | 140165 | 20% | Teamedical d.o.o. | 105-23/24 | 08.10.2024 | 08.10.2025
Reagensi, izuzev za transfuziju | 404-1-110/24-44 | 209 | Reagensi za aparat Atellica CH 930 Analyzer, Atellica CI1900 | 131 | Atellica CH C-Reactive Protein_2 Calibrators (CRP_2 CAL) | RGN241728 | pakovanje | 2 x 1 mL | Siemens Healthcare Diagnostics Inc, Tarrytown, SAD | Atellica CH C-Reactive Protein_2 Calibrators (CRP_2 CAL) | 17132 | 20% | Teamedical d.o.o. | 105-23/24 | 08.10.2024 | 08.10.2025
Reagensi, izuzev za transfuziju | 404-1-110/24-44 | 209 | Reagensi za aparat Atellica CH 930 Analyzer, Atellica CI1900 | 132 | Atellica CH Enzymski kreatinin (ECre) | RGN241729 | pakovanje | 4 x 500 tests | Siemens Healthcare Diagnostics Inc, Tarrytown, SAD | Atellica CH Enzymatic Creatinine_2 (ECre_2) | 113550 | 20% | Teamedical d.o.o. | 105-23/24 | 08.10.2024 | 08.10.2025
Reagensi, izuzev za transfuziju | 404-1-110/24-44 | 209 | Reagensi za aparat Atellica CH 930 Analyzer, Atellica CI1900 | 133 | Atellica CH Bikarbonati (CO2_c) | RGN241730 | pakovanje | 4 x 1900 tests | Siemens Healthcare Diagnostics Inc, Tarrytown, SAD | Atellica CH Carbon Dioxide, Concentrated (CO2_c) | 62250 | 20% | Teamedical d.o.o. | 105-23/24 | 08.10.2024 | 08.10.2025
Reagensi, izuzev za transfuziju | 404-1-110/24-44 | 209 | Reagensi za aparat Atellica CH 930 Analyzer, Atellica CI1900 | 134 | Atellica CH Apolipoprotein A-1 & B Calibrator ( Prot1) | RGN241731 | pakovanje | 3 x 1mL | Siemens Healthcare Diagnostics Inc, Tarrytown, SAD | Atellica CH Apolipoprotein A-1 & B Calibrator (APO A1 & B CAL) | 36500 | 20% | Teamedical d.o.o. | 105-23/24 | 08.10.2024 | 08.10.2025
Reagensi, izuzev za transfuziju | 404-1-110/24-44 | 209 | Reagensi za aparat Atellica CH 930 Analyzer, Atellica CI1900 | 135 | Atellica CH Apolipoprotein A-1 & B Calibrator ( Prot2) | RGN241732 | pakovanje | 6 x 2mL | Siemens Healthcare Diagnostics Inc, Tarrytown, SAD | Atellica CH Apolipoprotein A-1 & B Calibrator (APO A1 & B CAL) | 42115 | 20% | Teamedical d.o.o. | 105-23/24 | 08.10.2024 | 08.10.2025
Reagensi, izuzev za transfuziju | 404-1-110/24-44 | 209 | Reagensi za aparat Atellica CH 930 Analyzer, Atellica CI1900 | 136 | Atellica CH CHEM CAL ( Crea_2, Diazo DBil_2, Diazo TBil_2, TP_2) | RGN241733 | pakovanje | 6 x 3mL | Siemens Healthcare Diagnostics Inc, Tarrytown, SAD | Atellica CH Chemistry Calibrator (CHEM CAL) | 18500 | 20% | Teamedical d.o.o. | 105-23/24 | 08.10.2024 | 08.10.2025
Reagensi, izuzev za transfuziju | 404-1-110/24-44 | 209 | Reagensi za aparat Atellica CH 930 Analyzer, Atellica CI1900 | 137 | A-LYTE IMT Diluent | RGN241734 | pakovanje | 6 bočica | Siemens Healthcare Diagnostics Inc, Tarrytown, SAD | Atellica CH A-LYTE IMT Diluent (IMT Diluent) | 30268 | 20% | Teamedical d.o.o. | 105-23/24 | 08.10.2024 | 08.10.2025
Reagensi, izuzev za transfuziju | 404-1-110/24-44 | 209 | Reagensi za aparat Atellica CH 930 Analyzer, Atellica CI1900 | 138 | SP PM KIT W/LPP WATER FILTER CH | RGN241735 | pakovanje | kit | Siemens Healthcare Diagnostics Inc, Tarrytown, SAD | SP PM KIT W/LPP WATER FILTER CH | 75650 | 20% | Teamedical d.o.o. | 105-23/24 | 08.10.2024 | 08.10.2025
Reagensi, izuzev za transfuziju | 404-1-110/24-44 | 209 | Reagensi za aparat Atellica CH 930 Analyzer, Atellica CI1900 | 139 | Atellica CH Prealbumin (PALB) | RGN241736 | pakovanje | 2 x 200 tests | Siemens Healthcare Diagnostics Inc, Tarrytown, SAD | Atellica CH Prealbumin (PreAlb) | 85150 | 20% | Teamedical d.o.o. | 105-23/24 | 08.10.2024 | 08.10.2025
Reagensi, izuzev za transfuziju | 404-1-110/24-44 | 210 | Reagensi za aparat Exias E1 elektrolit analizator | 1 | E1 cartridge 300 | RGN230833 | pakovanje | 300 testova | EXIAS Medical GmbH | E1 cartridge 300 | 82500 | 20% | Yunycom d.o.o. | 105-26/24 | 08.10.2024 | 08.10.2025
Reagensi, izuzev za transfuziju | 404-1-110/24-44 | 210 | Reagensi za aparat Exias E1 elektrolit analizator | 2 | E1 cartridge 300 QC | RGN230834 | pakovanje | 300 testova | EXIAS Medical GmbH | E1 cartridge 300 QC | 99000 | 20% | Yunycom d.o.o. | 105-26/24 | 08.10.2024 | 08.10.2025
Reagensi, izuzev za transfuziju | 404-1-110/24-44 | 210 | Reagensi za aparat Exias E1 elektrolit analizator | 3 | E1 cartridge 600 | RGN230835 | pakovanje | 600 testova | EXIAS Medical GmbH | E1 cartridge 600 | 96800 | 20% | Yunycom d.o.o. | 105-26/24 | 08.10.2024 | 08.10.2025
Reagensi, izuzev za transfuziju | 404-1-110/24-44 | 210 | Reagensi za aparat Exias E1 elektrolit analizator | 4 | E1 cartridge 600 QC | RGN230836 | pakovanje | 600 testova | EXIAS Medical GmbH | E1 cartridge 600 QC | 107800 | 20% | Yunycom d.o.o. | 105-26/24 | 08.10.2024 | 08.10.2025
Reagensi, izuzev za transfuziju | 404-1-110/24-44 | 210 | Reagensi za aparat Exias E1 elektrolit analizator | 5 | E1 QC Level 1 | RGN230837 | pakovanje | 30 x 2.5 ml | EXIAS Medical GmbH | E1 QC Level 1 | 15840 | 20% | Yunycom d.o.o. | 105-26/24 | 08.10.2024 | 08.10.2025
Reagensi, izuzev za transfuziju | 404-1-110/24-44 | 210 | Reagensi za aparat Exias E1 elektrolit analizator | 6 | E1 QC Level 2 | RGN230838 | pakovanje | 30 x 2.5 ml | EXIAS Medical GmbH | E1 QC Level 2 | 15840 | 20% | Yunycom d.o.o. | 105-26/24 | 08.10.2024 | 08.10.2025
Reagensi, izuzev za transfuziju | 404-1-110/24-44 | 210 | Reagensi za aparat Exias E1 elektrolit analizator | 7 | E1 QC Level 3 | RGN230839 | pakovanje | 30 x 2.5 ml | EXIAS Medical GmbH | E1 QC Level 3 | 15400 | 20% | Yunycom d.o.o. | 105-26/24 | 08.10.2024 | 08.10.2025
Reagensi, izuzev za transfuziju | 404-1-110/24-44 | 210 | Reagensi za aparat Exias E1 elektrolit analizator | 8 | E1 printer paper | RGN230840 | pakovanje | 1x5 | EXIAS Medical GmbH | E1 printer paper | 2560 | 20% | Yunycom d.o.o. | 105-26/24 | 08.10.2024 | 08.10.2025
Reagensi, izuzev za transfuziju | 404-1-110/24-44 | 212 | Reagensi za aparat RIDA qLine Scan | 1 | RIDA qLine Allergy Panel 2 - inhalatorni | RGN230843 | pakovanje | 10 panela | R-biopharm | RIDA qLine Allergy Panel 2 | 26500 | 20% | Beohem-3 d.o.o. | 105-3/24 | 08.10.2024 | 08.10.2025
Reagensi, izuzev za transfuziju | 404-1-110/24-44 | 212 | Reagensi za aparat RIDA qLine Scan | 2 | RIDA qLine Allergy Panel 3 - nutritivni | RGN230844 | pakovanje | 10 panela | R-biopharm | RIDA qLine Allergy Panel 3 | 26500 | 20% | Beohem-3 d.o.o. | 105-3/24 | 08.10.2024 | 08.10.2025
Reagensi, izuzev za transfuziju | 404-1-110/24-44 | 212 | Reagensi za aparat RIDA qLine Scan | 3 | CCD inhibitor | RGN230845 | pakovanje | 25 testova | R-biopharm | RIDA CCD- Inhibitor | 13500 | 20% | Beohem-3 d.o.o. | 105-3/24 | 08.10.2024 | 08.10.2025
Reagensi, izuzev za transfuziju | 404-1-110/24-44 | 213 | Reagensi za aparat RIDA qLine аutoBlot | 1 | RIDA qLine Allergy Panel 2 - inhalatorni | RGN230846 | pakovanje | 10 panela | R-biopharm | RIDA qLine Allergy Panel 2 | 26500 | 20% | Beohem-3 d.o.o. | 105-3/24 | 08.10.2024 | 08.10.2025
Reagensi, izuzev za transfuziju | 404-1-110/24-44 | 213 | Reagensi za aparat RIDA qLine аutoBlot | 2 | RIDA qLine Allergy Panel 3 - nutritivni | RGN230847 | pakovanje | 10 panela | R-biopharm | RIDA qLine Allergy Panel 3 | 26500 | 20% | Beohem-3 d.o.o. | 105-3/24 | 08.10.2024 | 08.10.2025
Reagensi, izuzev za transfuziju | 404-1-110/24-44 | 213 | Reagensi za aparat RIDA qLine аutoBlot | 3 | RIDA qLine Allergy Panel 4 - pedijatrijski | RGN230848 | pakovanje | 10 panela | R-biopharm | RIDA qLine Allergy Panel 4 | 26500 | 20% | Beohem-3 d.o.o. | 105-3/24 | 08.10.2024 | 08.10.2025
Reagensi, izuzev za transfuziju | 404-1-110/24-44 | 213 | Reagensi za aparat RIDA qLine аutoBlot | 4 | CCD inhibitor | RGN230849 | pakovanje | 25 testova | R-biopharm | RIDA CCD- Inhibitor | 13500 | 20% | Beohem-3 d.o.o. | 105-3/24 | 08.10.2024 | 08.10.2025
Reagensi, izuzev za transfuziju | 404-1-110/24-44 | 214 | Reagensi i potrošni materijal za biohemijski analizator cobas c303 (Roche Diagnostics) | 1 | ACID PHOSPHATASE (ACP2) | RGN230850 | pakovanje | 4 x 140 testova | Roche Diagnostics | ACP2 | 32855.2 | 20% | Adoc d.o.o. | 105-1/24 | 08.10.2024 | 08.10.2025
Reagensi, izuzev za transfuziju | 404-1-110/24-44 | 214 | Reagensi i potrošni materijal za biohemijski analizator cobas c303 (Roche Diagnostics) | 2 | ALP (ALP2) | RGN230851 | pakovanje | 1100 | Roche Diagnostics | ALP2 | 7524 | 20% | Adoc d.o.o. | 105-1/24 | 08.10.2024 | 08.10.2025
Reagensi, izuzev za transfuziju | 404-1-110/24-44 | 214 | Reagensi i potrošni materijal za biohemijski analizator cobas c303 (Roche Diagnostics) | 3 | ALT/PYP (ALTP) | RGN230852 | pakovanje | 450 | Roche Diagnostics | ALTP | 3109.5 | 20% | Adoc d.o.o. | 105-1/24 | 08.10.2024 | 08.10.2025
Reagensi, izuzev za transfuziju | 404-1-110/24-44 | 214 | Reagensi i potrošni materijal za biohemijski analizator cobas c303 (Roche Diagnostics) | 4 | AST/PYP (ASTP) | RGN230853 | pakovanje | 500 | Roche Diagnostics | ASTP | 4090 | 20% | Adoc d.o.o. | 105-1/24 | 08.10.2024 | 08.10.2025
Reagensi, izuzev za transfuziju | 404-1-110/24-44 | 214 | Reagensi i potrošni materijal za biohemijski analizator cobas c303 (Roche Diagnostics) | 5 | AMYLASE (AMYL2) | RGN230854 | pakovanje | 750 | Roche Diagnostics | AMYL2 | 21120 | 20% | Adoc d.o.o. | 105-1/24 | 08.10.2024 | 08.10.2025
Reagensi, izuzev za transfuziju | 404-1-110/24-44 | 214 | Reagensi i potrošni materijal za biohemijski analizator cobas c303 (Roche Diagnostics) | 6 | AMYLASE PANCREATIC (AMY-P) | RGN230855 | pakovanje | 450 | Roche Diagnostics | AMY-P | 19923.7 | 20% | Adoc d.o.o. | 105-1/24 | 08.10.2024 | 08.10.2025
Reagensi, izuzev za transfuziju | 404-1-110/24-44 | 214 | Reagensi i potrošni materijal za biohemijski analizator cobas c303 (Roche Diagnostics) | 7 | CHOLINESTERASE (CHE2) | RGN230856 | pakovanje | 1050 | Roche Diagnostics | CHE2 | 15214.5 | 20% | Adoc d.o.o. | 105-1/24 | 08.10.2024 | 08.10.2025
Reagensi, izuzev za transfuziju | 404-1-110/24-44 | 214 | Reagensi i potrošni materijal za biohemijski analizator cobas c303 (Roche Diagnostics) | 8 | GGT (GGT-2) | RGN230857 | pakovanje | 400 | Roche Diagnostics | GGT-2 | 4188 | 20% | Adoc d.o.o. | 105-1/24 | 08.10.2024 | 08.10.2025
Reagensi, izuzev za transfuziju | 404-1-110/24-44 | 214 | Reagensi i potrošni materijal za biohemijski analizator cobas c303 (Roche Diagnostics) | 9 | LDH L→P (LDHI2) | RGN230858 | pakovanje | 850 | Roche Diagnostics | LDHI2 | 12945.5 | 20% | Adoc d.o.o. | 105-1/24 | 08.10.2024 | 08.10.2025
Reagensi, izuzev za transfuziju | 404-1-110/24-44 | 214 | Reagensi i potrošni materijal za biohemijski analizator cobas c303 (Roche Diagnostics) | 10 | ASTP 2 C 503 | RGN230859 | pakovanje | 800 | Roche Diagnostics | ASTP2 | 5536 | 20% | Adoc d.o.o. | 105-1/24 | 08.10.2024 | 08.10.2025
Reagensi, izuzev za transfuziju | 404-1-110/24-44 | 214 | Reagensi i potrošni materijal za biohemijski analizator cobas c303 (Roche Diagnostics) | 11 | ALTP 2 C 503 | RGN230860 | pakovanje | 800 | Roche Diagnostics | ALTP2 | 5536 | 20% | Adoc d.o.o. | 105-1/24 | 08.10.2024 | 08.10.2025
Reagensi, izuzev za transfuziju | 404-1-110/24-44 | 214 | Reagensi i potrošni materijal za biohemijski analizator cobas c303 (Roche Diagnostics) | 12 | DIGOXIN (DIG) | RGN230861 | pakovanje | 500 testova | Roche Diagnostics | DIG | 92925 | 20% | Adoc d.o.o. | 105-1/24 | 08.10.2024 | 08.10.2025
Reagensi, izuzev za transfuziju | 404-1-110/24-44 | 214 | Reagensi i potrošni materijal za biohemijski analizator cobas c303 (Roche Diagnostics) | 13 | PHENOBARBITAL (PHNO2) | RGN230862 | pakovanje | 200 | Roche Diagnostics | PHNO2 | 43040 | 20% | Adoc d.o.o. | 105-1/24 | 08.10.2024 | 08.10.2025
Reagensi, izuzev za transfuziju | 404-1-110/24-44 | 214 | Reagensi i potrošni materijal za biohemijski analizator cobas c303 (Roche Diagnostics) | 14 | PHENYTOIN (PHNY2) | RGN230863 | pakovanje | 200 | Roche Diagnostics | PHNY2 | 43040 | 20% | Adoc d.o.o. | 105-1/24 | 08.10.2024 | 08.10.2025
Reagensi, izuzev za transfuziju | 404-1-110/24-44 | 214 | Reagensi i potrošni materijal za biohemijski analizator cobas c303 (Roche Diagnostics) | 15 | THEOPHYLLINE (THEO2) | RGN230864 | pakovanje | 100 | Roche Diagnostics | THEO2 | 21628.8 | 20% | Adoc d.o.o. | 105-1/24 | 08.10.2024 | 08.10.2025
Reagensi, izuzev za transfuziju | 404-1-110/24-44 | 214 | Reagensi i potrošni materijal za biohemijski analizator cobas c303 (Roche Diagnostics) | 16 | CARBAMAZEPINE (CARB4) | RGN230865 | pakovanje | 500 | Roche Diagnostics | CARB4 | 108145 | 20% | Adoc d.o.o. | 105-1/24 | 08.10.2024 | 08.10.2025
Reagensi, izuzev za transfuziju | 404-1-110/24-44 | 214 | Reagensi i potrošni materijal za biohemijski analizator cobas c303 (Roche Diagnostics) | 17 | HOMOCYSTEINE (HCYS) | RGN230866 | pakovanje | 100 testova | Roche Diagnostics | HCYS | 119000 | 20% | Adoc d.o.o. | 105-1/24 | 08.10.2024 | 08.10.2025
Reagensi, izuzev za transfuziju | 404-1-110/24-44 | 214 | Reagensi i potrošni materijal za biohemijski analizator cobas c303 (Roche Diagnostics) | 18 | C.F.A.S. MYOGLOBIN | RGN230867 | pakovanje | 3 x 1 mL | Roche Diagnostics | C.f.a.s. Myoglobin | 9740.5 | 20% | Adoc d.o.o. | 105-1/24 | 08.10.2024 | 08.10.2025
Reagensi, izuzev za transfuziju | 404-1-110/24-44 | 214 | Reagensi i potrošni materijal za biohemijski analizator cobas c303 (Roche Diagnostics) | 19 | HOMOCYSTEINE CALIBRATOR KIT | RGN230868 | pakovanje | 2 x 3 mL | Roche Diagnostics | Homocystein calibrator | 8915.38 | 20% | Adoc d.o.o. | 105-1/24 | 08.10.2024 | 08.10.2025
Reagensi, izuzev za transfuziju | 404-1-110/24-44 | 214 | Reagensi i potrošni materijal za biohemijski analizator cobas c303 (Roche Diagnostics) | 20 | MYOGLOBIN (MYO2) | RGN230869 | pakovanje | 200 testova | Roche Diagnostics | MY02 | 65767.8 | 20% | Adoc d.o.o. | 105-1/24 | 08.10.2024 | 08.10.2025
Reagensi, izuzev za transfuziju | 404-1-110/24-44 | 214 | Reagensi i potrošni materijal za biohemijski analizator cobas c303 (Roche Diagnostics) | 21 | SOLUBLE TRANSFERRIN RECEPTOR (STFR) | RGN230870 | pakovanje | 100 testova | Roche Diagnostics | STFR | 43843.8 | 20% | Adoc d.o.o. | 105-1/24 | 08.10.2024 | 08.10.2025
Reagensi, izuzev za transfuziju | 404-1-110/24-44 | 214 | Reagensi i potrošni materijal za biohemijski analizator cobas c303 (Roche Diagnostics) | 22 | VANCOMYCIN (VANC3) | RGN230871 | pakovanje | 200 testova | Roche Diagnostics | VANC3 | 61985 | 20% | Adoc d.o.o. | 105-1/24 | 08.10.2024 | 08.10.2025
Reagensi, izuzev za transfuziju | 404-1-110/24-44 | 214 | Reagensi i potrošni materijal za biohemijski analizator cobas c303 (Roche Diagnostics) | 23 | STFR CONTROL SET | RGN230872 | pakovanje | 2 x 2 x 3 mL (2 nivoa) | Roche Diagnostics | ControlSet sTfR II | 19360.25 | 20% | Adoc d.o.o. | 105-1/24 | 08.10.2024 | 08.10.2025
Reagensi, izuzev za transfuziju | 404-1-110/24-44 | 214 | Reagensi i potrošni materijal za biohemijski analizator cobas c303 (Roche Diagnostics) | 24 | MYOGLOBIN CONTROL SET | RGN230873 | pakovanje | 2 x 2 x 3 mL (2 nivoa) | Roche Diagnostics | Myoglobin Control Set | 23264.5 | 20% | Adoc d.o.o. | 105-1/24 | 08.10.2024 | 08.10.2025
Reagensi, izuzev za transfuziju | 404-1-110/24-44 | 214 | Reagensi i potrošni materijal za biohemijski analizator cobas c303 (Roche Diagnostics) | 25 | ISE REFERENCE ELECTROLYTE 590ML (only c 303) | RGN230874 | pakovanje | 590 mL | Roche Diagnostics | ISE Reference Electrolyte (1 x 500 mL) | 1178.1 | 20% | Adoc d.o.o. | 105-1/24 | 08.10.2024 | 08.10.2025
Reagensi, izuzev za transfuziju | 404-1-110/24-44 | 214 | Reagensi i potrošni materijal za biohemijski analizator cobas c303 (Roche Diagnostics) | 26 | PROBE S1(ST) ASSY | RGN230875 | pakovanje | komad | Roche Diagnostics | PROBE S1(ST) ASSY | 18406.76 | 20% | Adoc d.o.o. | 105-1/24 | 08.10.2024 | 08.10.2025
Reagensi, izuzev za transfuziju | 404-1-110/24-44 | 214 | Reagensi i potrošni materijal za biohemijski analizator cobas c303 (Roche Diagnostics) | 27 | KIT PM PRO C503 YEARLY | RGN230876 | pakovanje | komad | Roche Diagnostics | KIT PM PRO C503 YEARLY | 198600 | 20% | Adoc d.o.o. | 105-1/24 | 08.10.2024 | 08.10.2025
Reagensi, izuzev za transfuziju | 404-1-110/24-44 | 214 | Reagensi i potrošni materijal za biohemijski analizator cobas c303 (Roche Diagnostics) | 28 | KIT PM PRO ISE YEARLY | RGN230877 | pakovanje | komad | Roche Diagnostics | KIT PM PRO ISE YEARLY | 95551 | 20% | Adoc d.o.o. | 105-1/24 | 08.10.2024 | 08.10.2025
Reagensi, izuzev za transfuziju | 404-1-110/24-44 | 215 | Reagensi za aparat Aparat za elektrolite EC 90 | 1 | EC cartridge S plus ICA | RGN230878 | pakovanje | 500 | Erba Lachema s.r.o Češka | EC Catridge | 46080 | 20% | LaboMed d.o.o. | 105-12/24 | 08.10.2024 | 08.10.2025
Reagensi, izuzev za transfuziju | 404-1-110/24-44 | 216 | Reagensi za Skyla kliničko hemijski analizator | 1 | Skyla General Bichemistry panel | RGN230879 | pakovanje | 20 komada | Skyla Corporation H.S.P.B. | Skyla General Bichemistry panel | 45900 | 20% | Elta 90 MS d.o.o. | 105-7/24 | 08.10.2024 | 08.10.2025
Reagensi, izuzev za transfuziju | 404-1-110/24-44 | 216 | Reagensi za Skyla kliničko hemijski analizator | 2 | Skyla kardiovaskularni panel | RGN241737 | pakovanje | 20 komada | Skyla Corporation H.S.P.B. | Skyla kardiovaskularni panel | 45900 | 20% | Elta 90 MS d.o.o. | 105-7/24 | 08.10.2024 | 08.10.2025
Reagensi, izuzev za transfuziju | 404-1-110/24-44 | 216 | Reagensi za Skyla kliničko hemijski analizator | 3 | Skyla ER emergency panel | RGN241738 | pakovanje | 20 komada | Skyla Corporation H.S.P.B. | Skyla ER emergency panel | 64000 | 20% | Elta 90 MS d.o.o. | 105-7/24 | 08.10.2024 | 08.10.2025
Reagensi, izuzev za transfuziju | 404-1-110/24-44 | 216 | Reagensi za Skyla kliničko hemijski analizator | 4 | Skyla Metabolic panel | RGN241739 | pakovanje | 20 komada | Skyla Corporation H.S.P.B. | Skyla Metabolic panel | 48600 | 20% | Elta 90 MS d.o.o. | 105-7/24 | 08.10.2024 | 08.10.2025
Reagensi, izuzev za transfuziju | 404-1-110/24-44 | 217 | Reagensi I potrošni materijal za automatske koagulometre model ACL 7000, ACL Elite Pro I ACL TOP, proizvođač Instrumentation Laboratory" | 1 | RecombiPlasTin 2G 5 x 8 ml | RGN210582 | pakovanje | 5 x 8 ml | Instrumentation Laboratory Co., SAD | RECOMBIPLASTIN 2G | 11874.73 | 20% | Maymedica d.o.o. | 105-16/24 | 14.10.2024 | 14.10.2025
Reagensi, izuzev za transfuziju | 404-1-110/24-44 | 217 | Reagensi I potrošni materijal za automatske koagulometre model ACL 7000, ACL Elite Pro I ACL TOP, proizvođač Instrumentation Laboratory" | 2 | RecombiPlasTin 2G 5 x 20 ml | RGN210583 | pakovanje | 5 x 20 ml | Instrumentation Laboratory Co., SAD | RECOMBIPLASTIN 2G | 23340.49 | 20% | Maymedica d.o.o. | 105-16/24 | 14.10.2024 | 14.10.2025
Reagensi, izuzev za transfuziju | 404-1-110/24-44 | 217 | Reagensi I potrošni materijal za automatske koagulometre model ACL 7000, ACL Elite Pro I ACL TOP, proizvođač Instrumentation Laboratory" | 3 | PT-Fib HS Plus | RGN210584 | pakovanje | 5 x 8,5 ml | Instrumentation Laboratory Co., SAD | PT-FIBRINOGEN HS PLUS | 11874.73 | 20% | Maymedica d.o.o. | 105-16/24 | 14.10.2024 | 14.10.2025
Reagensi, izuzev za transfuziju | 404-1-110/24-44 | 217 | Reagensi I potrošni materijal za automatske koagulometre model ACL 7000, ACL Elite Pro I ACL TOP, proizvođač Instrumentation Laboratory" | 4 | APTT -SP | RGN210585 | pakovanje | 5 x 9ml 5 x 8ml | Instrumentation Laboratory Co., SAD | APTT-SP | 23206.89 | 20% | Maymedica d.o.o. | 105-16/24 | 14.10.2024 | 14.10.2025
Reagensi, izuzev za transfuziju | 404-1-110/24-44 | 217 | Reagensi I potrošni materijal za automatske koagulometre model ACL 7000, ACL Elite Pro I ACL TOP, proizvođač Instrumentation Laboratory" | 5 | SynthASil | RGN210586 | pakovanje | 5 x 10 ml 5 x 10ml | Instrumentation Laboratory Co., SAD | SYNTHASIL | 22133.48 | 20% | Maymedica d.o.o. | 105-16/24 | 14.10.2024 | 14.10.2025
Reagensi, izuzev za transfuziju | 404-1-110/24-44 | 217 | Reagensi I potrošni materijal za automatske koagulometre model ACL 7000, ACL Elite Pro I ACL TOP, proizvođač Instrumentation Laboratory" | 6 | Fibrinogen Clauss | RGN210587 | pakovanje | 10 x 2 ml | Instrumentation Laboratory Co., SAD | FIBRINOGEN-C | 47164.32 | 20% | Maymedica d.o.o. | 105-16/24 | 14.10.2024 | 14.10.2025
Reagensi, izuzev za transfuziju | 404-1-110/24-44 | 217 | Reagensi I potrošni materijal za automatske koagulometre model ACL 7000, ACL Elite Pro I ACL TOP, proizvođač Instrumentation Laboratory" | 7 | Fibrinogen Clauss XL | RGN210588 | pakovanje | 10 x 5 ml | Instrumentation Laboratory Co., SAD | FIBRINOGEN- C XL | 51788.64 | 20% | Maymedica d.o.o. | 105-16/24 | 14.10.2024 | 14.10.2025
Reagensi, izuzev za transfuziju | 404-1-110/24-44 | 217 | Reagensi I potrošni materijal za automatske koagulometre model ACL 7000, ACL Elite Pro I ACL TOP, proizvođač Instrumentation Laboratory" | 8 | Q.F.A. Thrombin 10 x 2 ml | RGN210589 | pakovanje | 10 x 2 ml | Instrumentation Laboratory Co., SAD | Q.F.A. THROMBIN | 16234.99 | 20% | Maymedica d.o.o. | 105-16/24 | 14.10.2024 | 14.10.2025
Reagensi, izuzev za transfuziju | 404-1-110/24-44 | 217 | Reagensi I potrošni materijal za automatske koagulometre model ACL 7000, ACL Elite Pro I ACL TOP, proizvođač Instrumentation Laboratory" | 9 | Q.F.A. Thrombin 10 x 5 ml | RGN210590 | pakovanje | 10 x 5 ml | Instrumentation Laboratory Co., SAD | Q.F.A. THROMBIN | 45124.76 | 20% | Maymedica d.o.o. | 105-16/24 | 14.10.2024 | 14.10.2025
Reagensi, izuzev za transfuziju | 404-1-110/24-44 | 217 | Reagensi I potrošni materijal za automatske koagulometre model ACL 7000, ACL Elite Pro I ACL TOP, proizvođač Instrumentation Laboratory" | 10 | Thrombin Time | RGN210591 | pakovanje | 4 x 5 ml 1 x 9 ml | Instrumentation Laboratory Co., SAD | THROMBIN TIME | 9898.12 | 20% | Maymedica d.o.o. | 105-16/24 | 14.10.2024 | 14.10.2025
Reagensi, izuzev za transfuziju | 404-1-110/24-44 | 217 | Reagensi I potrošni materijal za automatske koagulometre model ACL 7000, ACL Elite Pro I ACL TOP, proizvođač Instrumentation Laboratory" | 11 | D-dimer | RGN210592 | pakovanje | 1 kit | Instrumentation Laboratory Co., SAD | D-DIMER | 88053.2 | 20% | Maymedica d.o.o. | 105-16/24 | 14.10.2024 | 14.10.2025
Reagensi, izuzev za transfuziju | 404-1-110/24-44 | 217 | Reagensi I potrošni materijal za automatske koagulometre model ACL 7000, ACL Elite Pro I ACL TOP, proizvođač Instrumentation Laboratory" | 12 | D-Dimer HS | RGN210593 | pakovanje | 1 kit | Instrumentation Laboratory Co., SAD | D-DIMER HS | 89826.5 | 20% | Maymedica d.o.o. | 105-16/24 | 14.10.2024 | 14.10.2025
Reagensi, izuzev za transfuziju | 404-1-110/24-44 | 217 | Reagensi I potrošni materijal za automatske koagulometre model ACL 7000, ACL Elite Pro I ACL TOP, proizvođač Instrumentation Laboratory" | 13 | Liquid aXa - UFH/LMWH | RGN210594 | pakovanje | 5 x 2,5 ml 5 x 3 ml | Instrumentation Laboratory Co., SAD | LIQUID ANTI-XA | 55391.59 | 20% | Maymedica d.o.o. | 105-16/24 | 14.10.2024 | 14.10.2025
Reagensi, izuzev za transfuziju | 404-1-110/24-44 | 217 | Reagensi I potrošni materijal za automatske koagulometre model ACL 7000, ACL Elite Pro I ACL TOP, proizvođač Instrumentation Laboratory" | 14 | Direct Thrombin Inhibitor Assay | RGN210595 | pakovanje | 1 kit | Instrumentation Laboratory Co., SAD | DIRECT THROMBIN INHIBITOR ASSAY | 61840.1 | 20% | Maymedica d.o.o. | 105-16/24 | 14.10.2024 | 14.10.2025
Reagensi, izuzev za transfuziju | 404-1-110/24-44 | 217 | Reagensi I potrošni materijal za automatske koagulometre model ACL 7000, ACL Elite Pro I ACL TOP, proizvođač Instrumentation Laboratory" | 15 | Liquid Antithrombin | RGN220780 | pakovanje | 4 x 2 ml 4 x 2 ml | Instrumentation Laboratory Co., SAD | LIQUID ANTITHROMBIN | 44182.08 | 20% | Maymedica d.o.o. | 105-16/24 | 14.10.2024 | 14.10.2025
Reagensi, izuzev za transfuziju | 404-1-110/24-44 | 217 | Reagensi I potrošni materijal za automatske koagulometre model ACL 7000, ACL Elite Pro I ACL TOP, proizvođač Instrumentation Laboratory" | 16 | Protein C | RGN210597 | pakovanje | 1 kit | Instrumentation Laboratory Co., SAD | PROTEIN C | 30336.54 | 20% | Maymedica d.o.o. | 105-16/24 | 14.10.2024 | 14.10.2025
Reagensi, izuzev za transfuziju | 404-1-110/24-44 | 217 | Reagensi I potrošni materijal za automatske koagulometre model ACL 7000, ACL Elite Pro I ACL TOP, proizvođač Instrumentation Laboratory" | 17 | Free Protein S | RGN210598 | pakovanje | 1 kit | Instrumentation Laboratory Co., SAD | FREE PROTEIN S | 96489.13 | 20% | Maymedica d.o.o. | 105-16/24 | 14.10.2024 | 14.10.2025
Reagensi, izuzev za transfuziju | 404-1-110/24-44 | 217 | Reagensi I potrošni materijal za automatske koagulometre model ACL 7000, ACL Elite Pro I ACL TOP, proizvođač Instrumentation Laboratory" | 18 | Protein S activity | RGN210599 | pakovanje | 1 kit | Instrumentation Laboratory Co., SAD | PROTEIN S ACTIVITY | 108049.57 | 20% | Maymedica d.o.o. | 105-16/24 | 14.10.2024 | 14.10.2025
Reagensi, izuzev za transfuziju | 404-1-110/24-44 | 217 | Reagensi I potrošni materijal za automatske koagulometre model ACL 7000, ACL Elite Pro I ACL TOP, proizvođač Instrumentation Laboratory" | 19 | Factor V Leiden | RGN210600 | pakovanje | 1 kit | Instrumentation Laboratory Co., SAD | FACTOR V LEIDEN (APCR V ) | 43188.94 | 20% | Maymedica d.o.o. | 105-16/24 | 14.10.2024 | 14.10.2025
Reagensi, izuzev za transfuziju | 404-1-110/24-44 | 217 | Reagensi I potrošni materijal za automatske koagulometre model ACL 7000, ACL Elite Pro I ACL TOP, proizvođač Instrumentation Laboratory" | 20 | Silica Clotting Time | RGN210601 | pakovanje | 1 kit | Instrumentation Laboratory Co., SAD | SILICA CLOTTING TIME | 123976.33 | 20% | Maymedica d.o.o. | 105-16/24 | 14.10.2024 | 14.10.2025
Reagensi, izuzev za transfuziju | 404-1-110/24-44 | 217 | Reagensi I potrošni materijal za automatske koagulometre model ACL 7000, ACL Elite Pro I ACL TOP, proizvođač Instrumentation Laboratory" | 21 | dRVVT Screen | RGN210602 | pakovanje | 10 x 2 ml | Instrumentation Laboratory Co., SAD | DRVVT SCREEN | 75953.13 | 20% | Maymedica d.o.o. | 105-16/24 | 14.10.2024 | 14.10.2025
Reagensi, izuzev za transfuziju | 404-1-110/24-44 | 217 | Reagensi I potrošni materijal za automatske koagulometre model ACL 7000, ACL Elite Pro I ACL TOP, proizvođač Instrumentation Laboratory" | 22 | dRVVT Confirm | RGN210603 | pakovanje | 10 x 2 ml | Instrumentation Laboratory Co., SAD | DRVVT CONFIRM | 100935.62 | 20% | Maymedica d.o.o. | 105-16/24 | 14.10.2024 | 14.10.2025
Reagensi, izuzev za transfuziju | 404-1-110/24-44 | 217 | Reagensi I potrošni materijal za automatske koagulometre model ACL 7000, ACL Elite Pro I ACL TOP, proizvođač Instrumentation Laboratory" | 23 | Homocysteine | RGN210604 | pakovanje | 1 kit | Instrumentation Laboratory Co., SAD | HOMOCYSTEINE | 143552.2 | 20% | Maymedica d.o.o. | 105-16/24 | 14.10.2024 | 14.10.2025
Reagensi, izuzev za transfuziju | 404-1-110/24-44 | 217 | Reagensi I potrošni materijal za automatske koagulometre model ACL 7000, ACL Elite Pro I ACL TOP, proizvođač Instrumentation Laboratory" | 24 | FDP | RGN210605 | pakovanje | 1 kit | BIOKIT S.A., ŠPANIJA | FDP | 95114.09 | 20% | Maymedica d.o.o. | 105-16/24 | 14.10.2024 | 14.10.2025
Reagensi, izuzev za transfuziju | 404-1-110/24-44 | 217 | Reagensi I potrošni materijal za automatske koagulometre model ACL 7000, ACL Elite Pro I ACL TOP, proizvođač Instrumentation Laboratory" | 25 | HIT -Ab (PF4-H) | RGN210606 | pakovanje | 1 kit | Instrumentation Laboratory Co., SAD | HIT-Ab (PF4-H) | 240055.26 | 20% | Maymedica d.o.o. | 105-16/24 | 14.10.2024 | 14.10.2025
Reagensi, izuzev za transfuziju | 404-1-110/24-44 | 217 | Reagensi I potrošni materijal za automatske koagulometre model ACL 7000, ACL Elite Pro I ACL TOP, proizvođač Instrumentation Laboratory" | 26 | Plasminogen | RGN210607 | pakovanje | 2 x 2.5 ml 2 x 2.5 ml | Instrumentation Laboratory Co., SAD | PLASMINOGEN | 30569.76 | 20% | Maymedica d.o.o. | 105-16/24 | 14.10.2024 | 14.10.2025
Reagensi, izuzev za transfuziju | 404-1-110/24-44 | 217 | Reagensi I potrošni materijal za automatske koagulometre model ACL 7000, ACL Elite Pro I ACL TOP, proizvođač Instrumentation Laboratory" | 27 | Plasmin Inhibitor | RGN210608 | pakovanje | 1 kit | Instrumentation Laboratory Co., SAD | PLASMIN INHIBITOR | 40328.98 | 20% | Maymedica d.o.o. | 105-16/24 | 14.10.2024 | 14.10.2025
Reagensi, izuzev za transfuziju | 404-1-110/24-44 | 217 | Reagensi I potrošni materijal za automatske koagulometre model ACL 7000, ACL Elite Pro I ACL TOP, proizvođač Instrumentation Laboratory" | 28 | von Willebrand Factor Antigen | RGN210609 | pakovanje | 2 x 3 ml 2 x 4ml | Instrumentation Laboratory Co., SAD | VON WILLEBRAND FACTOR ANTIGEN | 62748.66 | 20% | Maymedica d.o.o. | 105-16/24 | 14.10.2024 | 14.10.2025
Reagensi, izuzev za transfuziju | 404-1-110/24-44 | 217 | Reagensi I potrošni materijal za automatske koagulometre model ACL 7000, ACL Elite Pro I ACL TOP, proizvođač Instrumentation Laboratory" | 29 | von Willebrand Factor Activity | RGN210610 | pakovanje | 2 x 4.5 ml 2 x 4.5 ml | Instrumentation Laboratory Co., SAD | VON WILLEBRAND FACTOR ACTIVITY | 101050.73 | 20% | Maymedica d.o.o. | 105-16/24 | 14.10.2024 | 14.10.2025
Reagensi, izuzev za transfuziju | 404-1-110/24-44 | 217 | Reagensi I potrošni materijal za automatske koagulometre model ACL 7000, ACL Elite Pro I ACL TOP, proizvođač Instrumentation Laboratory" | 30 | von Willebrand Factor Ristocetin Cofactor Activity | RGN210611 | pakovanje | 1 kit | Instrumentation Laboratory Co., SAD | VON WILLEBRAND FACTOR RISTOCETIN COFACTOR ACTIVITY | 139656 | 20% | Maymedica d.o.o. | 105-16/24 | 14.10.2024 | 14.10.2025
Reagensi, izuzev za transfuziju | 404-1-110/24-44 | 217 | Reagensi I potrošni materijal za automatske koagulometre model ACL 7000, ACL Elite Pro I ACL TOP, proizvođač Instrumentation Laboratory" | 31 | Factor XIII Antigen | RGN210612 | pakovanje | 1 kit | Instrumentation Laboratory Co., SAD | FACTOR XIII ANTIGEN | 146997.6 | 20% | Maymedica d.o.o. | 105-16/24 | 14.10.2024 | 14.10.2025
Reagensi, izuzev za transfuziju | 404-1-110/24-44 | 217 | Reagensi I potrošni materijal za automatske koagulometre model ACL 7000, ACL Elite Pro I ACL TOP, proizvođač Instrumentation Laboratory" | 32 | Factor Deficient Plasma II | RGN210613 | pakovanje | 10 x 1 ml | Instrumentation Laboratory Co., SAD | FACTOR II DEFICIENT PLASMA | 31705.36 | 20% | Maymedica d.o.o. | 105-16/24 | 14.10.2024 | 14.10.2025
Reagensi, izuzev za transfuziju | 404-1-110/24-44 | 217 | Reagensi I potrošni materijal za automatske koagulometre model ACL 7000, ACL Elite Pro I ACL TOP, proizvođač Instrumentation Laboratory" | 33 | Factor Deficient Plasma V | RGN210614 | pakovanje | 10 x 1 ml | Instrumentation Laboratory Co., SAD | FACTOR V DEFICIENT PLASMA | 28705.79 | 20% | Maymedica d.o.o. | 105-16/24 | 14.10.2024 | 14.10.2025
Reagensi, izuzev za transfuziju | 404-1-110/24-44 | 217 | Reagensi I potrošni materijal za automatske koagulometre model ACL 7000, ACL Elite Pro I ACL TOP, proizvođač Instrumentation Laboratory" | 34 | Factor Deficient Plasma VII | RGN210615 | pakovanje | 10 x 1 ml | Instrumentation Laboratory Co., SAD | FACTOR VII DEFICIENT PLASMA | 61938.2 | 20% | Maymedica d.o.o. | 105-16/24 | 14.10.2024 | 14.10.2025
Reagensi, izuzev za transfuziju | 404-1-110/24-44 | 217 | Reagensi I potrošni materijal za automatske koagulometre model ACL 7000, ACL Elite Pro I ACL TOP, proizvođač Instrumentation Laboratory" | 35 | Factor deficient Plasma X | RGN210616 | pakovanje | 10 x 1 ml | Instrumentation Laboratory Co., SAD | FACTOR X DEFICIENT PLASMA | 66609.84 | 20% | Maymedica d.o.o. | 105-16/24 | 14.10.2024 | 14.10.2025
Reagensi, izuzev za transfuziju | 404-1-110/24-44 | 217 | Reagensi I potrošni materijal za automatske koagulometre model ACL 7000, ACL Elite Pro I ACL TOP, proizvođač Instrumentation Laboratory" | 36 | Factor Deficient Plasma VIII | RGN210617 | pakovanje | 10 x 1 ml | Instrumentation Laboratory Co., SAD | FACTOR VIII DEFICIENT PLASMA | 47595.45 | 20% | Maymedica d.o.o. | 105-16/24 | 14.10.2024 | 14.10.2025
Reagensi, izuzev za transfuziju | 404-1-110/24-44 | 217 | Reagensi I potrošni materijal za automatske koagulometre model ACL 7000, ACL Elite Pro I ACL TOP, proizvođač Instrumentation Laboratory" | 37 | Factor Deficient Plasma IX | RGN210618 | pakovanje | 10 x 1 ml | Instrumentation Laboratory Co., SAD | FACTOR IX DEFICIENT PLASMA | 45591.87 | 20% | Maymedica d.o.o. | 105-16/24 | 14.10.2024 | 14.10.2025
Reagensi, izuzev za transfuziju | 404-1-110/24-44 | 217 | Reagensi I potrošni materijal za automatske koagulometre model ACL 7000, ACL Elite Pro I ACL TOP, proizvođač Instrumentation Laboratory" | 38 | Factor Deficient Plasma XI | RGN210619 | pakovanje | 10 x 1 ml | Instrumentation Laboratory Co., SAD | FACTOR XI DEFICIENT PLASMA | 70976.62 | 20% | Maymedica d.o.o. | 105-16/24 | 14.10.2024 | 14.10.2025
Reagensi, izuzev za transfuziju | 404-1-110/24-44 | 217 | Reagensi I potrošni materijal za automatske koagulometre model ACL 7000, ACL Elite Pro I ACL TOP, proizvođač Instrumentation Laboratory" | 39 | Factor Deficient Plasma XII | RGN210620 | pakovanje | 10 x 1 ml | Instrumentation Laboratory Co., SAD | FACTOR XII DEFICIENT PLASMA | 104853.32 | 20% | Maymedica d.o.o. | 105-16/24 | 14.10.2024 | 14.10.2025
Reagensi, izuzev za transfuziju | 404-1-110/24-44 | 217 | Reagensi I potrošni materijal za automatske koagulometre model ACL 7000, ACL Elite Pro I ACL TOP, proizvođač Instrumentation Laboratory" | 40 | Calibration Plasma | RGN210621 | pakovanje | 10 x 1mL | Instrumentation Laboratory Co., SAD | CALIBRATION PLASMA | 26139.5 | 20% | Maymedica d.o.o. | 105-16/24 | 14.10.2024 | 14.10.2025
Reagensi, izuzev za transfuziju | 404-1-110/24-44 | 217 | Reagensi I potrošni materijal za automatske koagulometre model ACL 7000, ACL Elite Pro I ACL TOP, proizvođač Instrumentation Laboratory" | 41 | Heparin Calibrators | RGN210622 | pakovanje | 3 x 3 x 1 mL | Instrumentation Laboratory Co., SAD | HEPARIN CALIBRATORS | 86834.66 | 20% | Maymedica d.o.o. | 105-16/24 | 14.10.2024 | 14.10.2025
Reagensi, izuzev za transfuziju | 404-1-110/24-44 | 217 | Reagensi I potrošni materijal za automatske koagulometre model ACL 7000, ACL Elite Pro I ACL TOP, proizvođač Instrumentation Laboratory" | 42 | FDP Calibrator | RGN210623 | pakovanje | 5 x 1x 1mL | BIOKIT S.A., ŠPANIJA | FDP CALIBRATOR | 24336.3 | 20% | Maymedica d.o.o. | 105-16/24 | 14.10.2024 | 14.10.2025
Reagensi, izuzev za transfuziju | 404-1-110/24-44 | 217 | Reagensi I potrošni materijal za automatske koagulometre model ACL 7000, ACL Elite Pro I ACL TOP, proizvođač Instrumentation Laboratory" | 43 | Rivaroxaban calibrator | RGN210624 | pakovanje | 2 x 5 x 1mL | Instrumentation Laboratory Co., SAD | RIVAROXABAN CALIBRATORS | 48736.08 | 20% | Maymedica d.o.o. | 105-16/24 | 14.10.2024 | 14.10.2025
Reagensi, izuzev za transfuziju | 404-1-110/24-44 | 217 | Reagensi I potrošni materijal za automatske koagulometre model ACL 7000, ACL Elite Pro I ACL TOP, proizvođač Instrumentation Laboratory" | 44 | Apixaban calibrator | RGN210625 | pakovanje | 2 x 5 x 1mL | Instrumentation Laboratory Co., SAD | APIXABAN CALIBRATOR | 82749.98 | 20% | Maymedica d.o.o. | 105-16/24 | 14.10.2024 | 14.10.2025
Reagensi, izuzev za transfuziju | 404-1-110/24-44 | 217 | Reagensi I potrošni materijal za automatske koagulometre model ACL 7000, ACL Elite Pro I ACL TOP, proizvođač Instrumentation Laboratory" | 45 | Dabigatran calibrator | RGN210626 | pakovanje | 5 x 2 mL + 5 x 1mL | Instrumentation Laboratory Co., SAD | DABIGATRAN CALIBRATORS | 49093.5 | 20% | Maymedica d.o.o. | 105-16/24 | 14.10.2024 | 14.10.2025
Reagensi, izuzev za transfuziju | 404-1-110/24-44 | 217 | Reagensi I potrošni materijal za automatske koagulometre model ACL 7000, ACL Elite Pro I ACL TOP, proizvođač Instrumentation Laboratory" | 46 | Normal Control Assayed | RGN210627 | pakovanje | 10 x 1mL | Instrumentation Laboratory Co., SAD | NORMAL CONTROL ASSAYED | 26609.51 | 20% | Maymedica d.o.o. | 105-16/24 | 14.10.2024 | 14.10.2025
Reagensi, izuzev za transfuziju | 404-1-110/24-44 | 217 | Reagensi I potrošni materijal za automatske koagulometre model ACL 7000, ACL Elite Pro I ACL TOP, proizvođač Instrumentation Laboratory" | 47 | Low Abnormal Control Assayed | RGN210628 | pakovanje | 10 x 1mL | Instrumentation Laboratory Co., SAD | LOW ABNORMAL CONTROL ASSAYED | 26609.51 | 20% | Maymedica d.o.o. | 105-16/24 | 14.10.2024 | 14.10.2025
Reagensi, izuzev za transfuziju | 404-1-110/24-44 | 217 | Reagensi I potrošni materijal za automatske koagulometre model ACL 7000, ACL Elite Pro I ACL TOP, proizvođač Instrumentation Laboratory" | 48 | High Abnormal Control Assayed | RGN210629 | pakovanje | 10 x 1mL | Instrumentation Laboratory Co., SAD | HIGH ABNORMAL CONTROL ASSAYED | 26609.51 | 20% | Maymedica d.o.o. | 105-16/24 | 14.10.2024 | 14.10.2025
Reagensi, izuzev za transfuziju | 404-1-110/24-44 | 217 | Reagensi I potrošni materijal za automatske koagulometre model ACL 7000, ACL Elite Pro I ACL TOP, proizvođač Instrumentation Laboratory" | 49 | Special Test Control Lev. 1 | RGN210630 | pakovanje | 10 x 1mL | Instrumentation Laboratory Co., SAD | SPECIAL TEST CONTROL LEVEL 1 | 54202.72 | 20% | Maymedica d.o.o. | 105-16/24 | 14.10.2024 | 14.10.2025
Reagensi, izuzev za transfuziju | 404-1-110/24-44 | 217 | Reagensi I potrošni materijal za automatske koagulometre model ACL 7000, ACL Elite Pro I ACL TOP, proizvođač Instrumentation Laboratory" | 50 | Special Test Control Lev 2 | RGN210631 | pakovanje | 10 x 1mL | Instrumentation Laboratory Co., SAD | SPECIAL TEST CONTROL LEVEL 2 | 40652.04 | 20% | Maymedica d.o.o. | 105-16/24 | 14.10.2024 | 14.10.2025
Reagensi, izuzev za transfuziju | 404-1-110/24-44 | 217 | Reagensi I potrošni materijal za automatske koagulometre model ACL 7000, ACL Elite Pro I ACL TOP, proizvođač Instrumentation Laboratory" | 51 | Liquid D-Dimer Controls | RGN210632 | pakovanje | 2 x 5 x 1mL | Instrumentation Laboratory Co., SAD | D-DIMER CONTROLS (LIQUID) | 41256.48 | 20% | Maymedica d.o.o. | 105-16/24 | 14.10.2024 | 14.10.2025
Reagensi, izuzev za transfuziju | 404-1-110/24-44 | 217 | Reagensi I potrošni materijal za automatske koagulometre model ACL 7000, ACL Elite Pro I ACL TOP, proizvođač Instrumentation Laboratory" | 52 | LMW Heparin Controls | RGN210633 | pakovanje | 2 x 5 x 1 mL | Instrumentation Laboratory Co., SAD | LMW HEPARIN CONTROL | 52941 | 20% | Maymedica d.o.o. | 105-16/24 | 14.10.2024 | 14.10.2025
Reagensi, izuzev za transfuziju | 404-1-110/24-44 | 217 | Reagensi I potrošni materijal za automatske koagulometre model ACL 7000, ACL Elite Pro I ACL TOP, proizvođač Instrumentation Laboratory" | 53 | Rivaroxaban Control | RGN210634 | pakovanje | 2 x 5 x 1mL | Instrumentation Laboratory Co., SAD | RIVAROXABAN CONTROLS | 36819.78 | 20% | Maymedica d.o.o. | 105-16/24 | 14.10.2024 | 14.10.2025
Reagensi, izuzev za transfuziju | 404-1-110/24-44 | 217 | Reagensi I potrošni materijal za automatske koagulometre model ACL 7000, ACL Elite Pro I ACL TOP, proizvođač Instrumentation Laboratory" | 54 | Apixaban Controls | RGN210635 | pakovanje | 2 x 5 x 1mL | Instrumentation Laboratory Co., SAD | APIXABAN CONTROLS | 62389.8 | 20% | Maymedica d.o.o. | 105-16/24 | 14.10.2024 | 14.10.2025
Reagensi, izuzev za transfuziju | 404-1-110/24-44 | 217 | Reagensi I potrošni materijal za automatske koagulometre model ACL 7000, ACL Elite Pro I ACL TOP, proizvođač Instrumentation Laboratory" | 55 | Dabigatran Controls | RGN210636 | pakovanje | 2 x 5 x 1mL | Instrumentation Laboratory Co., SAD | DABIGATRAN CONTROLS | 36819.78 | 20% | Maymedica d.o.o. | 105-16/24 | 14.10.2024 | 14.10.2025
Reagensi, izuzev za transfuziju | 404-1-110/24-44 | 217 | Reagensi I potrošni materijal za automatske koagulometre model ACL 7000, ACL Elite Pro I ACL TOP, proizvođač Instrumentation Laboratory" | 56 | LA Positive Control | RGN210637 | pakovanje | 10 x 1mL | Instrumentation Laboratory Co., SAD | LA POSITIVE CONTROL | 74169.48 | 20% | Maymedica d.o.o. | 105-16/24 | 14.10.2024 | 14.10.2025
Reagensi, izuzev za transfuziju | 404-1-110/24-44 | 217 | Reagensi I potrošni materijal za automatske koagulometre model ACL 7000, ACL Elite Pro I ACL TOP, proizvođač Instrumentation Laboratory" | 57 | LA Negative Control | RGN210638 | pakovanje | 10 x 1mL | Instrumentation Laboratory Co., SAD | LA NEGATIVE CONTROL | 43116.15 | 20% | Maymedica d.o.o. | 105-16/24 | 14.10.2024 | 14.10.2025
Reagensi, izuzev za transfuziju | 404-1-110/24-44 | 217 | Reagensi I potrošni materijal za automatske koagulometre model ACL 7000, ACL Elite Pro I ACL TOP, proizvođač Instrumentation Laboratory" | 58 | Homocysteine Controls | RGN210639 | pakovanje | 2x 3 x 1mL | Instrumentation Laboratory Co., SAD | HOMOCYSTEINE CONTROL | 37645.02 | 20% | Maymedica d.o.o. | 105-16/24 | 14.10.2024 | 14.10.2025
Reagensi, izuzev za transfuziju | 404-1-110/24-44 | 217 | Reagensi I potrošni materijal za automatske koagulometre model ACL 7000, ACL Elite Pro I ACL TOP, proizvođač Instrumentation Laboratory" | 59 | FDP Controls | RGN210640 | pakovanje | 2x 3 x 1mL | BIOKIT S.A., ŠPANIJA | FDP CONTROLS | 21403.92 | 20% | Maymedica d.o.o. | 105-16/24 | 14.10.2024 | 14.10.2025
Reagensi, izuzev za transfuziju | 404-1-110/24-44 | 217 | Reagensi I potrošni materijal za automatske koagulometre model ACL 7000, ACL Elite Pro I ACL TOP, proizvođač Instrumentation Laboratory" | 60 | HIT-Ab (PF4-H) Controls | RGN210641 | pakovanje | 2 x 3 x 1mL | Instrumentation Laboratory Co., SAD | HIT CONTROLS | 59869.92 | 20% | Maymedica d.o.o. | 105-16/24 | 14.10.2024 | 14.10.2025
Reagensi, izuzev za transfuziju | 404-1-110/24-44 | 217 | Reagensi I potrošni materijal za automatske koagulometre model ACL 7000, ACL Elite Pro I ACL TOP, proizvođač Instrumentation Laboratory" | 61 | Factor Diluent | RGN210642 | pakovanje | 100mL | Instrumentation Laboratory Co., SAD | FACTOR DILUENT | 2119.43 | 20% | Maymedica d.o.o. | 105-16/24 | 14.10.2024 | 14.10.2025
Reagensi, izuzev za transfuziju | 404-1-110/24-44 | 217 | Reagensi I potrošni materijal za automatske koagulometre model ACL 7000, ACL Elite Pro I ACL TOP, proizvođač Instrumentation Laboratory" | 62 | Cleaning Solution (Clean A) | RGN210643 | pakovanje | 500mL | Instrumentation Laboratory Co., SAD | CLEANING SOLUTION | 3852.96 | 20% | Maymedica d.o.o. | 105-16/24 | 14.10.2024 | 14.10.2025
Reagensi, izuzev za transfuziju | 404-1-110/24-44 | 217 | Reagensi I potrošni materijal za automatske koagulometre model ACL 7000, ACL Elite Pro I ACL TOP, proizvođač Instrumentation Laboratory" | 63 | Cleaning Agent (Clean B) | RGN210644 | pakovanje | 80mL | Instrumentation Laboratory Co., SAD | CLEANING AGENT | 2166.8 | 20% | Maymedica d.o.o. | 105-16/24 | 14.10.2024 | 14.10.2025
Reagensi, izuzev za transfuziju | 404-1-110/24-44 | 217 | Reagensi I potrošni materijal za automatske koagulometre model ACL 7000, ACL Elite Pro I ACL TOP, proizvođač Instrumentation Laboratory" | 64 | Rinse Solution | RGN210645 | pakovanje | 4000mL | Instrumentation Laboratory Co., SAD | RINSE SOLUTION | 15870 | 20% | Maymedica d.o.o. | 105-16/24 | 14.10.2024 | 14.10.2025
Reagensi, izuzev za transfuziju | 404-1-110/24-44 | 217 | Reagensi I potrošni materijal za automatske koagulometre model ACL 7000, ACL Elite Pro I ACL TOP, proizvođač Instrumentation Laboratory" | 65 | Cuvettes | RGN210646 | pakovanje | 2400 kiveta | Instrumentation Laboratory Co., SAD | ACL TOP CUVETTIES | 29659.29 | 20% | Maymedica d.o.o. | 105-16/24 | 14.10.2024 | 14.10.2025
Reagensi, izuzev za transfuziju | 404-1-110/24-44 | 217 | Reagensi I potrošni materijal za automatske koagulometre model ACL 7000, ACL Elite Pro I ACL TOP, proizvođač Instrumentation Laboratory" | 66 | Cups 2,0 mL | RGN210647 | pakovanje | 1000 komada | Instrumentation Laboratory Co., SAD | SAMPLE CUPS 2 ML | 16758.11 | 20% | Maymedica d.o.o. | 105-16/24 | 14.10.2024 | 14.10.2025
Reagensi, izuzev za transfuziju | 404-1-110/24-44 | 217 | Reagensi I potrošni materijal za automatske koagulometre model ACL 7000, ACL Elite Pro I ACL TOP, proizvođač Instrumentation Laboratory" | 67 | ReadiPlasTin | RGN232250 | pakovanje | 1 kit | Cellabs Pty Ltd, Australija | DOAK-Stop | 23340.49 | 20% | Maymedica d.o.o. | 105-16/24 | 14.10.2024 | 14.10.2025
Reagensi, izuzev za transfuziju | 404-1-110/24-44 | 217 | Reagensi I potrošni materijal za automatske koagulometre model ACL 7000, ACL Elite Pro I ACL TOP, proizvođač Instrumentation Laboratory" | 68 | SynthAFax | RGN210649 | pakovanje | 5 x 10mL, 5 x 10mL | Instrumentation Laboratory Co., SAD | SYNTHAFAX | 24406.44 | 20% | Maymedica d.o.o. | 105-16/24 | 14.10.2024 | 14.10.2025
Reagensi, izuzev za transfuziju | 404-1-110/24-44 | 217 | Reagensi I potrošni materijal za automatske koagulometre model ACL 7000, ACL Elite Pro I ACL TOP, proizvođač Instrumentation Laboratory" | 69 | D-dimer 500 | RGN210650 | pakovanje | 1 kit | Instrumentation Laboratory Co., SAD | D-DIMER 500 | 88053.2 | 20% | Maymedica d.o.o. | 105-16/24 | 14.10.2024 | 14.10.2025
Reagensi, izuzev za transfuziju | 404-1-110/24-44 | 217 | Reagensi I potrošni materijal za automatske koagulometre model ACL 7000, ACL Elite Pro I ACL TOP, proizvođač Instrumentation Laboratory" | 70 | D-dimer 500 HS | RGN210651 | pakovanje | 1 kit | Instrumentation Laboratory Co., SAD | D-DIMER HS 500 | 89826.5 | 20% | Maymedica d.o.o. | 105-16/24 | 14.10.2024 | 14.10.2025
Reagensi, izuzev za transfuziju | 404-1-110/24-44 | 217 | Reagensi I potrošni materijal za automatske koagulometre model ACL 7000, ACL Elite Pro I ACL TOP, proizvođač Instrumentation Laboratory" | 71 | Heparin Xa | RGN210652 | pakovanje | 1 kit | Instrumentation Laboratory Co., SAD | HEPARIN | 34767.2 | 20% | Maymedica d.o.o. | 105-16/24 | 14.10.2024 | 14.10.2025
Reagensi, izuzev za transfuziju | 404-1-110/24-44 | 217 | Reagensi I potrošni materijal za automatske koagulometre model ACL 7000, ACL Elite Pro I ACL TOP, proizvođač Instrumentation Laboratory" | 72 | Liquid Antithrombin - Elite pro | RGN210653 | pakovanje | 4 x 4mL, 2 x 2mL | Instrumentation Laboratory Co., SAD | LIQUID ANTITHROMBIN | 33026.05 | 20% | Maymedica d.o.o. | 105-16/24 | 14.10.2024 | 14.10.2025
Reagensi, izuzev za transfuziju | 404-1-110/24-44 | 217 | Reagensi I potrošni materijal za automatske koagulometre model ACL 7000, ACL Elite Pro I ACL TOP, proizvođač Instrumentation Laboratory" | 73 | Liquid Antithrombin | RGN210654 | pakovanje | 4 x 4.5mL, 4 x 4.5mL | Instrumentation Laboratory Co., SAD | LIQUID ANTITHROMBIN | 74458.87 | 20% | Maymedica d.o.o. | 105-16/24 | 14.10.2024 | 14.10.2025
Reagensi, izuzev za transfuziju | 404-1-110/24-44 | 217 | Reagensi I potrošni materijal za automatske koagulometre model ACL 7000, ACL Elite Pro I ACL TOP, proizvođač Instrumentation Laboratory" | 74 | FVIII hromogeni test | RGN210655 | pakovanje | 1 kit | Instrumentation Laboratory Co., SAD | ELECTRACHROME FACTOR VIII | 167195.05 | 20% | Maymedica d.o.o. | 105-16/24 | 14.10.2024 | 14.10.2025
Reagensi, izuzev za transfuziju | 404-1-110/24-44 | 217 | Reagensi I potrošni materijal za automatske koagulometre model ACL 7000, ACL Elite Pro I ACL TOP, proizvođač Instrumentation Laboratory" | 75 | Proclot | RGN210656 | pakovanje | 1 kit | Instrumentation Laboratory Co., SAD | PROCLOT | 76512.26 | 20% | Maymedica d.o.o. | 105-16/24 | 14.10.2024 | 14.10.2025
Reagensi, izuzev za transfuziju | 404-1-110/24-44 | 217 | Reagensi I potrošni materijal za automatske koagulometre model ACL 7000, ACL Elite Pro I ACL TOP, proizvođač Instrumentation Laboratory" | 76 | Proclot Diluent | RGN210657 | pakovanje | 100ml | Instrumentation Laboratory Co., SAD | PROCLOT DILUENT | 10406.66 | 20% | Maymedica d.o.o. | 105-16/24 | 14.10.2024 | 14.10.2025
Reagensi, izuzev za transfuziju | 404-1-110/24-44 | 217 | Reagensi I potrošni materijal za automatske koagulometre model ACL 7000, ACL Elite Pro I ACL TOP, proizvođač Instrumentation Laboratory" | 77 | Liquid D-dimer HS 500 Controls | RGN210658 | pakovanje | 2 x 5 x 1ml | Instrumentation Laboratory Co., SAD | D-DIMER HS 500 CONTROLS (LIQUID) | 41256.48 | 20% | Maymedica d.o.o. | 105-16/24 | 14.10.2024 | 14.10.2025
Reagensi, izuzev za transfuziju | 404-1-110/24-44 | 217 | Reagensi I potrošni materijal za automatske koagulometre model ACL 7000, ACL Elite Pro I ACL TOP, proizvođač Instrumentation Laboratory" | 78 | UF Heparin Controls | RGN210659 | pakovanje | 2 x 5 x 1ml | Instrumentation Laboratory Co., SAD | UF HEPARIN CONTROL | 52941 | 20% | Maymedica d.o.o. | 105-16/24 | 14.10.2024 | 14.10.2025
Reagensi, izuzev za transfuziju | 404-1-110/24-44 | 217 | Reagensi I potrošni materijal za automatske koagulometre model ACL 7000, ACL Elite Pro I ACL TOP, proizvođač Instrumentation Laboratory" | 79 | Wash-R Emulsion | RGN210661 | pakovanje | 1000 ml | Instrumentation Laboratory Co., SAD | WASH-R EMULSION | 11960 | 20% | Maymedica d.o.o. | 105-16/24 | 14.10.2024 | 14.10.2025
Reagensi, izuzev za transfuziju | 404-1-110/24-44 | 217 | Reagensi I potrošni materijal za automatske koagulometre model ACL 7000, ACL Elite Pro I ACL TOP, proizvođač Instrumentation Laboratory" | 80 | Rotors | RGN210662 | pakovanje | 100 komada | Instrumentation Laboratory Co., SAD | ROTORS | 34954.83 | 20% | Maymedica d.o.o. | 105-16/24 | 14.10.2024 | 14.10.2025
Reagensi, izuzev za transfuziju | 404-1-110/24-44 | 217 | Reagensi I potrošni materijal za automatske koagulometre model ACL 7000, ACL Elite Pro I ACL TOP, proizvođač Instrumentation Laboratory" | 81 | Cups 0,5 mL | RGN210663 | pakovanje | 1000 komada | Instrumentation Laboratory Co., SAD | SAMPLE CUPS 0.5 ML | 7814.66 | 20% | Maymedica d.o.o. | 105-16/24 | 14.10.2024 | 14.10.2025
Reagensi, izuzev za transfuziju | 404-1-110/24-44 | 217 | Reagensi I potrošni materijal za automatske koagulometre model ACL 7000, ACL Elite Pro I ACL TOP, proizvođač Instrumentation Laboratory" | 82 | Cups 4,0 mL | RGN210664 | pakovanje | 100 komada | Instrumentation Laboratory Co., SAD | SAMPLE CUPS 4 ML | 10334.48 | 20% | Maymedica d.o.o. | 105-16/24 | 14.10.2024 | 14.10.2025
Reagensi, izuzev za transfuziju | 404-1-110/24-44 | 217 | Reagensi I potrošni materijal za automatske koagulometre model ACL 7000, ACL Elite Pro I ACL TOP, proizvođač Instrumentation Laboratory" | 83 | Termal printer papir | RGN210665 | pakovanje | 4 rolne | Instrumentation Laboratory Co., SAD | PRINTER PAPER | 2443.75 | 20% | Maymedica d.o.o. | 105-16/24 | 14.10.2024 | 14.10.2025
Reagensi, izuzev za transfuziju | 404-1-110/24-44 | 217 | Reagensi I potrošni materijal za automatske koagulometre model ACL 7000, ACL Elite Pro I ACL TOP, proizvođač Instrumentation Laboratory" | 84 | AS B2GPI-Domain I | RGN232251 | pakovanje | 1 kit | Instrumentation Laboratory Co., SAD | Anti-B2GPI Domain I | 284213.82 | 20% | Maymedica d.o.o. | 105-16/24 | 14.10.2024 | 14.10.2025
Reagensi, izuzev za transfuziju | 404-1-110/24-44 | 217 | Reagensi I potrošni materijal za automatske koagulometre model ACL 7000, ACL Elite Pro I ACL TOP, proizvođač Instrumentation Laboratory" | 85 | AS D-Dimer | RGN232252 | pakovanje | 1 kit | Instrumentation Laboratory Co., SAD | D-Dimer | 264752.14 | 20% | Maymedica d.o.o. | 105-16/24 | 14.10.2024 | 14.10.2025
Reagensi, izuzev za transfuziju | 404-1-110/24-44 | 217 | Reagensi I potrošni materijal za automatske koagulometre model ACL 7000, ACL Elite Pro I ACL TOP, proizvođač Instrumentation Laboratory" | 86 | AS VWF Antigen | RGN232253 | pakovanje | 1 kit | Instrumentation Laboratory Co., SAD | von Willebrand Factor Antigen | 108942.34 | 20% | Maymedica d.o.o. | 105-16/24 | 14.10.2024 | 14.10.2025
Reagensi, izuzev za transfuziju | 404-1-110/24-44 | 217 | Reagensi I potrošni materijal za automatske koagulometre model ACL 7000, ACL Elite Pro I ACL TOP, proizvođač Instrumentation Laboratory" | 87 | AS VWF:RCo | RGN232254 | pakovanje | 1 kit | Instrumentation Laboratory Co., SAD | von Willebrand Factor Ristocetin Cofactor | 194934.68 | 20% | Maymedica d.o.o. | 105-16/24 | 14.10.2024 | 14.10.2025
Reagensi, izuzev za transfuziju | 404-1-110/24-44 | 217 | Reagensi I potrošni materijal za automatske koagulometre model ACL 7000, ACL Elite Pro I ACL TOP, proizvođač Instrumentation Laboratory" | 88 | PM KIT ACL TOP 5X CTS | RGN232255 | pakovanje | 1 kit | Instrumentation Laboratory Co., SAD | PM KIT ACL TOP 5X CTS | 678934.24 | 20% | Maymedica d.o.o. | 105-16/24 | 14.10.2024 | 14.10.2025
Reagensi, izuzev za transfuziju | 404-1-110/24-44 | 217 | Reagensi I potrošni materijal za automatske koagulometre model ACL 7000, ACL Elite Pro I ACL TOP, proizvođač Instrumentation Laboratory" | 89 | AS HIT-IgG(PF4-H) | RGN232256 | pakovanje | 1 kit | Instrumentation Laboratory Co., SAD | HIT-IgG(PF4-H) | 270050.12 | 20% | Maymedica d.o.o. | 105-16/24 | 14.10.2024 | 14.10.2025
Reagensi, izuzev za transfuziju | 404-1-110/24-44 | 217 | Reagensi I potrošni materijal za automatske koagulometre model ACL 7000, ACL Elite Pro I ACL TOP, proizvođač Instrumentation Laboratory" | 90 | AS VWF:CB | RGN232257 | pakovanje | 1 kit | Instrumentation Laboratory Co., SAD | von Willebrand Factor Collagen Binding Activity | 185653.27 | 20% | Maymedica d.o.o. | 105-16/24 | 14.10.2024 | 14.10.2025
Reagensi, izuzev za transfuziju | 404-1-110/24-44 | 217 | Reagensi I potrošni materijal za automatske koagulometre model ACL 7000, ACL Elite Pro I ACL TOP, proizvođač Instrumentation Laboratory" | 91 | AS ADAMTS13 Activity | RGN232258 | pakovanje | 1 kit | Instrumentation Laboratory Co., SAD | ADAMTS13 Activity | 1107583.4 | 20% | Maymedica d.o.o. | 105-16/24 | 14.10.2024 | 14.10.2025
Reagensi, izuzev za transfuziju | 404-1-110/24-44 | 217 | Reagensi I potrošni materijal za automatske koagulometre model ACL 7000, ACL Elite Pro I ACL TOP, proizvođač Instrumentation Laboratory" | 92 | PM KIT ACL TOP 3X CTS | RGN232259 | pakovanje | 1 kit | Instrumentation Laboratory Co., SAD | PM KIT ACL TOP 3X CTS | 651822.9 | 20% | Maymedica d.o.o. | 105-16/24 | 14.10.2024 | 14.10.2025
Reagensi, izuzev za transfuziju | 404-1-110/24-44 | 217 | Reagensi I potrošni materijal za automatske koagulometre model ACL 7000, ACL Elite Pro I ACL TOP, proizvođač Instrumentation Laboratory" | 93 | AS Multi-Ab Control | RGN232260 | pakovanje | 2x3x2mL | Instrumentation Laboratory Co., SAD | Multi-Ab Controls | 141773.55 | 20% | Maymedica d.o.o. | 105-16/24 | 14.10.2024 | 14.10.2025
Reagensi, izuzev za transfuziju | 404-1-110/24-44 | 217 | Reagensi I potrošni materijal za automatske koagulometre model ACL 7000, ACL Elite Pro I ACL TOP, proizvođač Instrumentation Laboratory" | 94 | AS B2GPI-Domain I Controls | RGN232261 | pakovanje | 2x3x1mL | Instrumentation Laboratory Co., SAD | Anti-B2GPI Domain I Controls | 72876.11 | 20% | Maymedica d.o.o. | 105-16/24 | 14.10.2024 | 14.10.2025
Reagensi, izuzev za transfuziju | 404-1-110/24-44 | 217 | Reagensi I potrošni materijal za automatske koagulometre model ACL 7000, ACL Elite Pro I ACL TOP, proizvođač Instrumentation Laboratory" | 95 | AS D-Dimer Controls | RGN232262 | pakovanje | 2x3x1mL | Instrumentation Laboratory Co., SAD | D-Dimer Controls | 289764.53 | 20% | Maymedica d.o.o. | 105-16/24 | 14.10.2024 | 14.10.2025
Reagensi, izuzev za transfuziju | 404-1-110/24-44 | 217 | Reagensi I potrošni materijal za automatske koagulometre model ACL 7000, ACL Elite Pro I ACL TOP, proizvođač Instrumentation Laboratory" | 96 | ASSAY NEEDLE ACL ELITE PRO | RGN232263 | pakovanje | komad | Instrumentation Laboratory Co., SAD | ASSAY NEEDLE ACL ELITE PRO | 228064.37 | 20% | Maymedica d.o.o. | 105-16/24 | 14.10.2024 | 14.10.2025
Reagensi, izuzev za transfuziju | 404-1-110/24-44 | 217 | Reagensi I potrošni materijal za automatske koagulometre model ACL 7000, ACL Elite Pro I ACL TOP, proizvođač Instrumentation Laboratory" | 97 | AS VWF Controls | RGN232264 | pakovanje | 2x3x1mL | Instrumentation Laboratory Co., SAD | von Willebrand Factor Controls | 55281.36 | 20% | Maymedica d.o.o. | 105-16/24 | 14.10.2024 | 14.10.2025
Reagensi, izuzev za transfuziju | 404-1-110/24-44 | 217 | Reagensi I potrošni materijal za automatske koagulometre model ACL 7000, ACL Elite Pro I ACL TOP, proizvođač Instrumentation Laboratory" | 98 | AS HIT Controls | RGN232265 | pakovanje | 2x3x1mL | Instrumentation Laboratory Co., SAD | HIT Controls | 81016.42 | 20% | Maymedica d.o.o. | 105-16/24 | 14.10.2024 | 14.10.2025
Reagensi, izuzev za transfuziju | 404-1-110/24-44 | 217 | Reagensi I potrošni materijal za automatske koagulometre model ACL 7000, ACL Elite Pro I ACL TOP, proizvođač Instrumentation Laboratory" | 99 | AS Cleaning solution | RGN232266 | pakovanje | 6x3mL | Instrumentation Laboratory Co., SAD | CLEANING SOLUTION | 25816.76 | 20% | Maymedica d.o.o. | 105-16/24 | 14.10.2024 | 14.10.2025
Reagensi, izuzev za transfuziju | 404-1-110/24-44 | 217 | Reagensi I potrošni materijal za automatske koagulometre model ACL 7000, ACL Elite Pro I ACL TOP, proizvođač Instrumentation Laboratory" | 100 | DILUTOR ELECTROVALVE ACL ELITE PRO | RGN232267 | pakovanje | komad | Instrumentation Laboratory Co., SAD | DILUTOR ELECTROVALVE ACL ELITE PRO | 108065.62 | 20% | Maymedica d.o.o. | 105-16/24 | 14.10.2024 | 14.10.2025
Reagensi, izuzev za transfuziju | 404-1-110/24-44 | 218 | Reagensi za bihemijski analizator Chemray 240 (Rayto) | 1 | Albumin ( BCG ) | RGN214292 | pakovanje | 4 x 100 ml | HUMAN GmbH NEMAČKA | Albumin ( BCG ) | 3800 | 20% | SCOR medicinska oprema i tehnologija d.o.o. | 105-22/24 | 08.10.2024 | 08.10.2025
Reagensi, izuzev za transfuziju | 404-1-110/24-44 | 218 | Reagensi za bihemijski analizator Chemray 240 (Rayto) | 2 | Alfa - Amilaza ( CNPG3) | RGN214293 | pakovanje | 12 x 10 ml | HUMAN GmbH NEMAČKA | Alfa - Amilaza ( CNPG3) | 16100 | 20% | SCOR medicinska oprema i tehnologija d.o.o. | 105-22/24 | 08.10.2024 | 08.10.2025
Reagensi, izuzev za transfuziju | 404-1-110/24-44 | 218 | Reagensi za bihemijski analizator Chemray 240 (Rayto) | 3 | ALP ( AMP BUFFER ) | RGN233245 | pakovanje | 10 x 10 ml | HUMAN GmbH NEMAČKA | ALP ( AMP BUFFER ) | 3200 | 20% | SCOR medicinska oprema i tehnologija d.o.o. | 105-22/24 | 08.10.2024 | 08.10.2025
Reagensi, izuzev za transfuziju | 404-1-110/24-44 | 218 | Reagensi za bihemijski analizator Chemray 240 (Rayto) | 4 | ALT ( IFCC, UV) | RGN214295 | pakovanje | 3 x 100 ml | LINEAR Chemicals | ALT ( IFCC, UV) | 3800 | 20% | SCOR medicinska oprema i tehnologija d.o.o. | 105-22/24 | 08.10.2024 | 08.10.2025
Reagensi, izuzev za transfuziju | 404-1-110/24-44 | 218 | Reagensi za bihemijski analizator Chemray 240 (Rayto) | 5 | ALT ( IFCC, UV) | RGN214296 | pakovanje | 8x50 ml | HUMAN GmbH NEMAČKA | GPT-ALT ( IFCC, UV) | 4950 | 20% | SCOR medicinska oprema i tehnologija d.o.o. | 105-22/24 | 08.10.2024 | 08.10.2025
Reagensi, izuzev za transfuziju | 404-1-110/24-44 | 218 | Reagensi za bihemijski analizator Chemray 240 (Rayto) | 6 | AST (IFCC, UV) | RGN214297 | pakovanje | 3 x 100 ml | LINEAR Chemicals | AST (IFCC, UV) | 3800 | 20% | SCOR medicinska oprema i tehnologija d.o.o. | 105-22/24 | 08.10.2024 | 08.10.2025
Reagensi, izuzev za transfuziju | 404-1-110/24-44 | 218 | Reagensi za bihemijski analizator Chemray 240 (Rayto) | 7 | AST (IFCC, UV) | RGN214298 | pakovanje | 8x50 ml | HUMAN GmbH NEMAČKA | GOT-AST (IFCC, UV) | 4950 | 20% | SCOR medicinska oprema i tehnologija d.o.o. | 105-22/24 | 08.10.2024 | 08.10.2025
Reagensi, izuzev za transfuziju | 404-1-110/24-44 | 218 | Reagensi za bihemijski analizator Chemray 240 (Rayto) | 8 | Bilirubin Total | RGN233246 | pakovanje | 2x100 ml | LINEAR Chemicals | Bilirubin Total | 2650 | 20% | SCOR medicinska oprema i tehnologija d.o.o. | 105-22/24 | 08.10.2024 | 08.10.2025
Reagensi, izuzev za transfuziju | 404-1-110/24-44 | 218 | Reagensi za bihemijski analizator Chemray 240 (Rayto) | 9 | Bilirubin direktni ( DPD ) | RGN214300 | pakovanje | 375 ml | HUMAN GmbH NEMAČKA | auto-Bilirubin D ( DPD ) | 7200 | 20% | SCOR medicinska oprema i tehnologija d.o.o. | 105-22/24 | 08.10.2024 | 08.10.2025
Reagensi, izuzev za transfuziju | 404-1-110/24-44 | 218 | Reagensi za bihemijski analizator Chemray 240 (Rayto) | 10 | Bilirubin total ( DPD) | RGN214301 | pakovanje | 375 ml | HUMAN GmbH NEMAČKA | auto-Bilirubin T( DPD ) | 7200 | 20% | SCOR medicinska oprema i tehnologija d.o.o. | 105-22/24 | 08.10.2024 | 08.10.2025
Reagensi, izuzev za transfuziju | 404-1-110/24-44 | 218 | Reagensi za bihemijski analizator Chemray 240 (Rayto) | 11 | CK-MB ( UV ) | RGN214302 | pakovanje | 10 x 10 ml | HUMAN GmbH NEMAČKA | CK-MB ( UV ) | 12750 | 20% | SCOR medicinska oprema i tehnologija d.o.o. | 105-22/24 | 08.10.2024 | 08.10.2025
Reagensi, izuzev za transfuziju | 404-1-110/24-44 | 218 | Reagensi za bihemijski analizator Chemray 240 (Rayto) | 12 | CK-NAC ( UV, DGKC ) | RGN214303 | pakovanje | 10 x 10 ml | HUMAN GmbH NEMAČKA | CK-NAC ( UV, DGKC ) | 10800 | 20% | SCOR medicinska oprema i tehnologija d.o.o. | 105-22/24 | 08.10.2024 | 08.10.2025
Reagensi, izuzev za transfuziju | 404-1-110/24-44 | 218 | Reagensi za bihemijski analizator Chemray 240 (Rayto) | 13 | CRP – turbidimetric sa kalibratorom | RGN214304 | pakovanje | 2x50 ml | LINEAR Chemicals | CRP – turbidimetric sa kalibratorom | 9000 | 20% | SCOR medicinska oprema i tehnologija d.o.o. | 105-22/24 | 08.10.2024 | 08.10.2025
Reagensi, izuzev za transfuziju | 404-1-110/24-44 | 218 | Reagensi za bihemijski analizator Chemray 240 (Rayto) | 14 | Cuvette Clean | RGN214305 | pakovanje | 6x55 ml | HUMAN GmbH NEMAČKA | Cuvette Clean | 5900 | 20% | SCOR medicinska oprema i tehnologija d.o.o. | 105-22/24 | 08.10.2024 | 08.10.2025
Reagensi, izuzev za transfuziju | 404-1-110/24-44 | 218 | Reagensi za bihemijski analizator Chemray 240 (Rayto) | 15 | Diluent | RGN214306 | pakovanje | 4x20ml | HUMAN GmbH NEMAČKA | Diluent | 5800 | 20% | SCOR medicinska oprema i tehnologija d.o.o. | 105-22/24 | 08.10.2024 | 08.10.2025
Reagensi, izuzev za transfuziju | 404-1-110/24-44 | 218 | Reagensi za bihemijski analizator Chemray 240 (Rayto) | 16 | Feritin | RGN214307 | pakovanje | 1 x 50 ml | LINEAR Chemicals | Feritin | 9000 | 20% | SCOR medicinska oprema i tehnologija d.o.o. | 105-22/24 | 08.10.2024 | 08.10.2025
Reagensi, izuzev za transfuziju | 404-1-110/24-44 | 218 | Reagensi za bihemijski analizator Chemray 240 (Rayto) | 17 | Fosfor | RGN214308 | pakovanje | 200 ml | HUMAN GmbH NEMAČKA | Fosfor | 2300 | 20% | SCOR medicinska oprema i tehnologija d.o.o. | 105-22/24 | 08.10.2024 | 08.10.2025
Reagensi, izuzev za transfuziju | 404-1-110/24-44 | 218 | Reagensi za bihemijski analizator Chemray 240 (Rayto) | 18 | Gama-GT | RGN214309 | pakovanje | 10 x 10 ml | HUMAN GmbH NEMAČKA | Gama-GT | 4400 | 20% | SCOR medicinska oprema i tehnologija d.o.o. | 105-22/24 | 08.10.2024 | 08.10.2025
Reagensi, izuzev za transfuziju | 404-1-110/24-44 | 218 | Reagensi za bihemijski analizator Chemray 240 (Rayto) | 19 | Gama-GT | RGN214310 | pakovanje | 400 ml | HUMAN GmbH NEMAČKA | Gama-GT | 6100 | 20% | SCOR medicinska oprema i tehnologija d.o.o. | 105-22/24 | 08.10.2024 | 08.10.2025
Reagensi, izuzev za transfuziju | 404-1-110/24-44 | 218 | Reagensi za bihemijski analizator Chemray 240 (Rayto) | 20 | Glukoza | RGN214311 | pakovanje | 4x250 ml | LINEAR Chemicals | Glukoza MR | 7200 | 20% | SCOR medicinska oprema i tehnologija d.o.o. | 105-22/24 | 08.10.2024 | 08.10.2025
Reagensi, izuzev za transfuziju | 404-1-110/24-44 | 218 | Reagensi za bihemijski analizator Chemray 240 (Rayto) | 21 | Glukoza | RGN214312 | pakovanje | 400 ml | HUMAN GmbH NEMAČKA | Glukoza | 3800 | 20% | SCOR medicinska oprema i tehnologija d.o.o. | 105-22/24 | 08.10.2024 | 08.10.2025
Reagensi, izuzev za transfuziju | 404-1-110/24-44 | 218 | Reagensi za bihemijski analizator Chemray 240 (Rayto) | 22 | Iron chromazurol | RGN233247 | pakovanje | 2 x 50ml | LINEAR Chemicals | Iron chromazurol | 4950 | 20% | SCOR medicinska oprema i tehnologija d.o.o. | 105-22/24 | 08.10.2024 | 08.10.2025
Reagensi, izuzev za transfuziju | 404-1-110/24-44 | 218 | Reagensi za bihemijski analizator Chemray 240 (Rayto) | 23 | Gvožđe Ferozin | RGN214314 | pakovanje | 2x50ml | LINEAR Chemicals | Gvožđe Ferozin | 4950 | 20% | SCOR medicinska oprema i tehnologija d.o.o. | 105-22/24 | 08.10.2024 | 08.10.2025
Reagensi, izuzev za transfuziju | 404-1-110/24-44 | 218 | Reagensi za bihemijski analizator Chemray 240 (Rayto) | 24 | HDL Holesterol Direktni | RGN214315 | pakovanje | 80 ml | HUMAN GmbH NEMAČKA | HDL Holesterol Direktni | 20800 | 20% | SCOR medicinska oprema i tehnologija d.o.o. | 105-22/24 | 08.10.2024 | 08.10.2025
Reagensi, izuzev za transfuziju | 404-1-110/24-44 | 218 | Reagensi za bihemijski analizator Chemray 240 (Rayto) | 25 | Hloridi | RGN214316 | pakovanje | 2 x 100 ml | HUMAN GmbH NEMAČKA | Hloridi | 2850 | 20% | SCOR medicinska oprema i tehnologija d.o.o. | 105-22/24 | 08.10.2024 | 08.10.2025
Reagensi, izuzev za transfuziju | 404-1-110/24-44 | 218 | Reagensi za bihemijski analizator Chemray 240 (Rayto) | 26 | Holesterol ( CHOD-PAP) | RGN214317 | pakovanje | 4 x 100 ml | HUMAN GmbH NEMAČKA | Holesterol ( CHOD-PAP) | 7400 | 20% | SCOR medicinska oprema i tehnologija d.o.o. | 105-22/24 | 08.10.2024 | 08.10.2025
Reagensi, izuzev za transfuziju | 404-1-110/24-44 | 218 | Reagensi za bihemijski analizator Chemray 240 (Rayto) | 27 | Kalcijum ( CPC ) | RGN214318 | pakovanje | 2 x 100 ml | HUMAN GmbH NEMAČKA | Kalcijum ( CPC ) | 5900 | 20% | SCOR medicinska oprema i tehnologija d.o.o. | 105-22/24 | 08.10.2024 | 08.10.2025
Reagensi, izuzev za transfuziju | 404-1-110/24-44 | 218 | Reagensi za bihemijski analizator Chemray 240 (Rayto) | 28 | Kalijum Enzymatic | RGN214319 | pakovanje | 40 ml | HUMAN GmbH NEMAČKA | Potasium | 20400 | 20% | SCOR medicinska oprema i tehnologija d.o.o. | 105-22/24 | 08.10.2024 | 08.10.2025
Reagensi, izuzev za transfuziju | 404-1-110/24-44 | 218 | Reagensi za bihemijski analizator Chemray 240 (Rayto) | 29 | Kontrolni normalni serum goveđi | RGN214320 | pakovanje | 6 x 5 ml | HUMAN GmbH NEMAČKA | HUMATROL N | 5200 | 20% | SCOR medicinska oprema i tehnologija d.o.o. | 105-22/24 | 08.10.2024 | 08.10.2025
Reagensi, izuzev za transfuziju | 404-1-110/24-44 | 218 | Reagensi za bihemijski analizator Chemray 240 (Rayto) | 30 | Kreatinin ( Jaffe ) | RGN214321 | pakovanje | 4 x 100 ml | LINEAR Chemicals | Creatinine | 5600 | 20% | SCOR medicinska oprema i tehnologija d.o.o. | 105-22/24 | 08.10.2024 | 08.10.2025
Reagensi, izuzev za transfuziju | 404-1-110/24-44 | 218 | Reagensi za bihemijski analizator Chemray 240 (Rayto) | 31 | LDH ( DGKC) | RGN214322 | pakovanje | 10 x 10 ml | HUMAN GmbH NEMAČKA | LDH ( DGKC) | 3100 | 20% | SCOR medicinska oprema i tehnologija d.o.o. | 105-22/24 | 08.10.2024 | 08.10.2025
Reagensi, izuzev za transfuziju | 404-1-110/24-44 | 218 | Reagensi za bihemijski analizator Chemray 240 (Rayto) | 32 | Magnezijum | RGN214323 | pakovanje | 2 x 100 ml | HUMAN GmbH NEMAČKA | Magnezijum | 3100 | 20% | SCOR medicinska oprema i tehnologija d.o.o. | 105-22/24 | 08.10.2024 | 08.10.2025
Reagensi, izuzev za transfuziju | 404-1-110/24-44 | 218 | Reagensi za bihemijski analizator Chemray 240 (Rayto) | 33 | Mokraćna kiselina | RGN214324 | pakovanje | 4x100 ml | HUMAN GmbH NEMAČKA | Uric Acid | 6900 | 20% | SCOR medicinska oprema i tehnologija d.o.o. | 105-22/24 | 08.10.2024 | 08.10.2025
Reagensi, izuzev za transfuziju | 404-1-110/24-44 | 218 | Reagensi za bihemijski analizator Chemray 240 (Rayto) | 34 | Multikalibrator | RGN214325 | pakovanje | 4 x 5 ml | HUMAN GmbH NEMAČKA | Autocal | 6700 | 20% | SCOR medicinska oprema i tehnologija d.o.o. | 105-22/24 | 08.10.2024 | 08.10.2025
Reagensi, izuzev za transfuziju | 404-1-110/24-44 | 218 | Reagensi za bihemijski analizator Chemray 240 (Rayto) | 35 | Natrijum Enzymatic | RGN214326 | pakovanje | 30 ml | LINEAR Chemicals | Sodium | 15600 | 20% | SCOR medicinska oprema i tehnologija d.o.o. | 105-22/24 | 08.10.2024 | 08.10.2025
Reagensi, izuzev za transfuziju | 404-1-110/24-44 | 218 | Reagensi za bihemijski analizator Chemray 240 (Rayto) | 36 | Plasma protein kontrola | RGN214327 | pakovanje | 1 x 2 ml | LINEAR Chemicals | Plasma protein kontrola | 7200 | 20% | SCOR medicinska oprema i tehnologija d.o.o. | 105-22/24 | 08.10.2024 | 08.10.2025
Reagensi, izuzev za transfuziju | 404-1-110/24-44 | 218 | Reagensi za bihemijski analizator Chemray 240 (Rayto) | 37 | Proteini ( Biuret ) | RGN214328 | pakovanje | 4x100 ml | HUMAN GmbH NEMAČKA | Total Protein | 3500 | 20% | SCOR medicinska oprema i tehnologija d.o.o. | 105-22/24 | 08.10.2024 | 08.10.2025
Reagensi, izuzev za transfuziju | 404-1-110/24-44 | 218 | Reagensi za bihemijski analizator Chemray 240 (Rayto) | 38 | TIBC | RGN214329 | pakovanje | 50 testova | LINEAR Chemicals | TIBC | 3500 | 20% | SCOR medicinska oprema i tehnologija d.o.o. | 105-22/24 | 08.10.2024 | 08.10.2025
Reagensi, izuzev za transfuziju | 404-1-110/24-44 | 218 | Reagensi za bihemijski analizator Chemray 240 (Rayto) | 39 | Tip cleaning kit | RGN214330 | pakovanje | 2 x (4 x 20 ml ) | HUMAN GmbH NEMAČKA | Tip cleaning kit | 5800 | 20% | SCOR medicinska oprema i tehnologija d.o.o. | 105-22/24 | 08.10.2024 | 08.10.2025
Reagensi, izuzev za transfuziju | 404-1-110/24-44 | 218 | Reagensi za bihemijski analizator Chemray 240 (Rayto) | 40 | Trigliceridi | RGN214331 | pakovanje | 4x100 ml | HUMAN GmbH NEMAČKA | Trigliceridi | 12800 | 20% | SCOR medicinska oprema i tehnologija d.o.o. | 105-22/24 | 08.10.2024 | 08.10.2025
Reagensi, izuzev za transfuziju | 404-1-110/24-44 | 218 | Reagensi za bihemijski analizator Chemray 240 (Rayto) | 41 | Urea ( UV) | RGN214332 | pakovanje | 3 x 100 ml | LINEAR Chemicals | Urea ( UV) | 8400 | 20% | SCOR medicinska oprema i tehnologija d.o.o. | 105-22/24 | 08.10.2024 | 08.10.2025
Reagensi, izuzev za transfuziju | 404-1-110/24-44 | 218 | Reagensi za bihemijski analizator Chemray 240 (Rayto) | 42 | Urea ( UV) | RGN214333 | pakovanje | 8 x 50 ml | HUMAN GmbH NEMAČKA | Urea ( UV) | 6490 | 20% | SCOR medicinska oprema i tehnologija d.o.o. | 105-22/24 | 08.10.2024 | 08.10.2025
Reagensi, izuzev za transfuziju | 404-1-110/24-44 | 218 | Reagensi za bihemijski analizator Chemray 240 (Rayto) | 43 | Wash additive | RGN214334 | pakovanje | 4 x 25 ml | HUMAN GmbH NEMAČKA | Wash additive | 5100 | 20% | SCOR medicinska oprema i tehnologija d.o.o. | 105-22/24 | 08.10.2024 | 08.10.2025
Reagensi, izuzev za transfuziju | 404-1-110/24-44 | 218 | Reagensi za bihemijski analizator Chemray 240 (Rayto) | 44 | ALP (DEA BUFFER) | RGN214335 | pakovanje | 8 x 50 ml | HUMAN GmbH NEMAČKA | ALP (DEA BUFFER) | 9200 | 20% | SCOR medicinska oprema i tehnologija d.o.o. | 105-22/24 | 08.10.2024 | 08.10.2025
Reagensi, izuzev za transfuziju | 404-1-110/24-44 | 218 | Reagensi za bihemijski analizator Chemray 240 (Rayto) | 45 | Kontrolni normalni serum humani | RGN214336 | pakovanje | 6 x 5 ml | HUMAN GmbH NEMAČKA | SERODOS | 10250 | 20% | SCOR medicinska oprema i tehnologija d.o.o. | 105-22/24 | 08.10.2024 | 08.10.2025
Reagensi, izuzev za transfuziju | 404-1-110/24-44 | 218 | Reagensi za bihemijski analizator Chemray 240 (Rayto) | 46 | auto-Creatinine liquicolor | RGN214337 | pakovanje | 250ml | HUMAN GmbH NEMAČKA | auto-Creatinine liquicolor | 5600 | 20% | SCOR medicinska oprema i tehnologija d.o.o. | 105-22/24 | 08.10.2024 | 08.10.2025
Reagensi, izuzev za transfuziju | 404-1-110/24-44 | 218 | Reagensi za bihemijski analizator Chemray 240 (Rayto) | 47 | LDH | RGN214338 | pakovanje | 8 x 50ml | HUMAN GmbH NEMAČKA | LDH | 6750 | 20% | SCOR medicinska oprema i tehnologija d.o.o. | 105-22/24 | 08.10.2024 | 08.10.2025
Reagensi, izuzev za transfuziju | 404-1-110/24-44 | 218 | Reagensi za bihemijski analizator Chemray 240 (Rayto) | 48 | Urea liquicolor | RGN214339 | pakovanje | 2 x 100ml | HUMAN GmbH NEMAČKA | Urea liquicolor | 2600 | 20% | SCOR medicinska oprema i tehnologija d.o.o. | 105-22/24 | 08.10.2024 | 08.10.2025
Reagensi, izuzev za transfuziju | 404-1-110/24-44 | 218 | Reagensi za bihemijski analizator Chemray 240 (Rayto) | 49 | HbA1c liquidirect | RGN215203 | pakovanje | 40ml | HUMAN GmbH NEMAČKA | HbA1c liquidirect | 37920 | 20% | SCOR medicinska oprema i tehnologija d.o.o. | 105-22/24 | 08.10.2024 | 08.10.2025
Reagensi, izuzev za transfuziju | 404-1-110/24-44 | 218 | Reagensi za bihemijski analizator Chemray 240 (Rayto) | 50 | HbA1c liquidirect calibrator set | RGN215204 | pakovanje | 4 x 0,5ml | HUMAN GmbH NEMAČKA | HbA1c liquidirect calibrator set | 15000 | 20% | SCOR medicinska oprema i tehnologija d.o.o. | 105-22/24 | 08.10.2024 | 08.10.2025
Reagensi, izuzev za transfuziju | 404-1-110/24-44 | 218 | Reagensi za bihemijski analizator Chemray 240 (Rayto) | 51 | HbA1c cont.N/P | RGN233248 | pakovanje | 4 x 0,5ml | HUMAN GmbH NEMAČKA | HbA1c cont.N/P | 15000 | 20% | SCOR medicinska oprema i tehnologija d.o.o. | 105-22/24 | 08.10.2024 | 08.10.2025
Reagensi, izuzev za transfuziju | 404-1-110/24-44 | 218 | Reagensi za bihemijski analizator Chemray 240 (Rayto) | 52 | Iron liquicolor | RGN233249 | pakovanje | 2 x 100ml | HUMAN GmbH NEMAČKA | Iron liquicolor | 8400 | 20% | SCOR medicinska oprema i tehnologija d.o.o. | 105-22/24 | 08.10.2024 | 08.10.2025
Reagensi, izuzev za transfuziju | 404-1-110/24-44 | 218 | Reagensi za bihemijski analizator Chemray 240 (Rayto) | 53 | Calcijum Arsenazo | RGN233250 | pakovanje | 2 x 50ml | LINEAR Chemicals | Calcijum Arsenazo | 3200 | 20% | SCOR medicinska oprema i tehnologija d.o.o. | 105-22/24 | 08.10.2024 | 08.10.2025
Reagensi, izuzev za transfuziju | 404-1-110/24-44 | 219 | Reagensi za biohemijski analizator Cor-Lyte | 1 | Reagent fluid pack,ISE pack | RGN214392 | pakovanje | 1 komad | Cormay , Poljska | ISE Reagents Pack | 26450 | 20% | Vicor d.o.o. | 105-25/24 | 08.10.2024 | 08.10.2025
Reagensi, izuzev za transfuziju | 404-1-110/24-44 | 219 | Reagensi za biohemijski analizator Cor-Lyte | 2 | Cleaning solution | RGN214393 | pakovanje | 100 ml | Cormay , Poljska | Cleaning sol | 4830 | 20% | Vicor d.o.o. | 105-25/24 | 08.10.2024 | 08.10.2025
Reagensi, izuzev za transfuziju | 404-1-110/24-44 | 219 | Reagensi za biohemijski analizator Cor-Lyte | 3 | Conditioner solution | RGN214394 | pakovanje | 100 ml | Cormay , Poljska | Electrode conditioning sol | 4830 | 20% | Vicor d.o.o. | 105-25/24 | 08.10.2024 | 08.10.2025
Reagensi, izuzev za transfuziju | 404-1-110/24-44 | 219 | Reagensi za biohemijski analizator Cor-Lyte | 4 | Deproteiniser solution | RGN214395 | pakovanje | 100 ml | Cormay , Poljska | Deproteiner sol | 4830 | 20% | Vicor d.o.o. | 105-25/24 | 08.10.2024 | 08.10.2025
Reagensi, izuzev za transfuziju | 404-1-110/24-44 | 219 | Reagensi za biohemijski analizator Cor-Lyte | 5 | ISE Trol | RGN214396 | pakovanje | (10 x 1,8ml) 3nivoa | Cormay , Poljska | ISE linearity control | 20125 | 20% | Vicor d.o.o. | 105-25/24 | 08.10.2024 | 08.10.2025
Reagensi, izuzev za transfuziju | 404-1-110/24-44 | 219 | Reagensi za biohemijski analizator Cor-Lyte | 6 | Elektroda za Na ⁺ | RGN214397 | pakovanje | 1 elektroda | Cormay , Poljska | Na electrode | 64400 | 20% | Vicor d.o.o. | 105-25/24 | 08.10.2024 | 08.10.2025
Reagensi, izuzev za transfuziju | 404-1-110/24-44 | 219 | Reagensi za biohemijski analizator Cor-Lyte | 7 | Elektroda za K ⁺ | RGN214398 | pakovanje | 1 elektroda | Cormay , Poljska | K electrode | 41630 | 20% | Vicor d.o.o. | 105-25/24 | 08.10.2024 | 08.10.2025
Reagensi, izuzev za transfuziju | 404-1-110/24-44 | 219 | Reagensi za biohemijski analizator Cor-Lyte | 8 | Elektroda za Cl⁻ | RGN214399 | pakovanje | 1 elektroda | Cormay , Poljska | Cl electrode | 41630 | 20% | Vicor d.o.o. | 105-25/24 | 08.10.2024 | 08.10.2025
Reagensi, izuzev za transfuziju | 404-1-110/24-44 | 219 | Reagensi za biohemijski analizator Cor-Lyte | 9 | Referentna elektroda | RGN214400 | pakovanje | 1 elektroda | Cormay , Poljska | Reference electrode | 35535 | 20% | Vicor d.o.o. | 105-25/24 | 08.10.2024 | 08.10.2025
Reagensi, izuzev za transfuziju | 404-1-110/24-44 | 220 | Reagensi za biohemijski analizator HUMALYTE PLUS 3 (HUMAN Diagnostics) | 1 | REAGENT PACK HUMALYTE PLUS 3 | RGN214401 | pakovanje | 1000 ml | HUMAN GmbH NEMAČKA | REAGENT PACK HUMALYTE PLUS 3 | 38000 | 20% | SCOR medicinska oprema i tehnologija d.o.o. | 105-22/24 | 08.10.2024 | 08.10.2025
Reagensi, izuzev za transfuziju | 404-1-110/24-44 | 220 | Reagensi za biohemijski analizator HUMALYTE PLUS 3 (HUMAN Diagnostics) | 2 | WEEKLY CLEANING SOLUTION | RGN214402 | pakovanje | 100 ml | HUMAN GmbH NEMAČKA | WEEKLY CLEANING SOLUTION | 6800 | 20% | SCOR medicinska oprema i tehnologija d.o.o. | 105-22/24 | 08.10.2024 | 08.10.2025
Reagensi, izuzev za transfuziju | 404-1-110/24-44 | 220 | Reagensi za biohemijski analizator HUMALYTE PLUS 3 (HUMAN Diagnostics) | 3 | DAILY CLEANING SOLUTION | RGN214403 | pakovanje | 100 ml | HUMAN GmbH NEMAČKA | DAILY CLEANING SOLUTION | 6800 | 20% | SCOR medicinska oprema i tehnologija d.o.o. | 105-22/24 | 08.10.2024 | 08.10.2025
Reagensi, izuzev za transfuziju | 404-1-110/24-44 | 220 | Reagensi za biohemijski analizator HUMALYTE PLUS 3 (HUMAN Diagnostics) | 4 | QC SOLUTION | RGN214404 | pakovanje | 100 ml | HUMAN GmbH NEMAČKA | QC SOLUTION | 6200 | 20% | SCOR medicinska oprema i tehnologija d.o.o. | 105-22/24 | 08.10.2024 | 08.10.2025
Reagensi, izuzev za transfuziju | 404-1-110/24-44 | 220 | Reagensi za biohemijski analizator HUMALYTE PLUS 3 (HUMAN Diagnostics) | 5 | NA CONDITIONER | RGN214405 | pakovanje | 100 ml | HUMAN GmbH NEMAČKA | NA CONDITIONER | 7400 | 20% | SCOR medicinska oprema i tehnologija d.o.o. | 105-22/24 | 08.10.2024 | 08.10.2025
Reagensi, izuzev za transfuziju | 404-1-110/24-44 | 220 | Reagensi za biohemijski analizator HUMALYTE PLUS 3 (HUMAN Diagnostics) | 6 | Jon selektivna elektroda za KALIJUM | RGN214406 | komad | 1 komad | HUMAN GmbH NEMAČKA | K - elektroda | 21000 | 20% | SCOR medicinska oprema i tehnologija d.o.o. | 105-22/24 | 08.10.2024 | 08.10.2025
Reagensi, izuzev za transfuziju | 404-1-110/24-44 | 220 | Reagensi za biohemijski analizator HUMALYTE PLUS 3 (HUMAN Diagnostics) | 7 | Jon selektivna elektroda za NATRIJUM | RGN214407 | komad | 1 komad | HUMAN GmbH NEMAČKA | Na - elektroda | 21000 | 20% | SCOR medicinska oprema i tehnologija d.o.o. | 105-22/24 | 08.10.2024 | 08.10.2025
Reagensi, izuzev za transfuziju | 404-1-110/24-44 | 220 | Reagensi za biohemijski analizator HUMALYTE PLUS 3 (HUMAN Diagnostics) | 8 | Jon selektivna elektroda za HLORIDE | RGN214408 | komad | 1 komad | HUMAN GmbH NEMAČKA | Cl - elektroda | 21000 | 20% | SCOR medicinska oprema i tehnologija d.o.o. | 105-22/24 | 08.10.2024 | 08.10.2025
Reagensi, izuzev za transfuziju | 404-1-110/24-44 | 220 | Reagensi za biohemijski analizator HUMALYTE PLUS 3 (HUMAN Diagnostics) | 9 | Referentna elektroda | RGN214409 | komad | 1 komad | HUMAN GmbH NEMAČKA | Referentna elektroda | 21000 | 20% | SCOR medicinska oprema i tehnologija d.o.o. | 105-22/24 | 08.10.2024 | 08.10.2025
Reagensi, izuzev za transfuziju | 404-1-110/24-44 | 220 | Reagensi za biohemijski analizator HUMALYTE PLUS 3 (HUMAN Diagnostics) | 10 | SERODOS KONTROLA | RGN214410 | pakovanje | 30ml | HUMAN GmbH NEMAČKA | SERODOS | 8500 | 20% | SCOR medicinska oprema i tehnologija d.o.o. | 105-22/24 | 08.10.2024 | 08.10.2025
Reagensi, izuzev za transfuziju | 404-1-110/24-44 | 220 | Reagensi za biohemijski analizator HUMALYTE PLUS 3 (HUMAN Diagnostics) | 11 | Termo papir | RGN214411 | pakovanje | 1 | HUMAN GmbH NEMAČKA | Termo papir | 8250 | 20% | SCOR medicinska oprema i tehnologija d.o.o. | 105-22/24 | 08.10.2024 | 08.10.2025
Reagensi, izuzev za transfuziju | 404-1-110/24-44 | 221 | Reagensi za biohemijski analizator HUMALYTE PLUS 5 (HUMAN Diagnostics) | 1 | REAGENT PACK HUMALYTE PLUS 5 | RGN214412 | pakovanje | 1000 ml | HUMAN GmbH NEMAČKA | REAGENT PACK HUMALYTE PLUS 5 | 43750 | 20% | SCOR medicinska oprema i tehnologija d.o.o. | 105-22/24 | 08.10.2024 | 08.10.2025
Reagensi, izuzev za transfuziju | 404-1-110/24-44 | 221 | Reagensi za biohemijski analizator HUMALYTE PLUS 5 (HUMAN Diagnostics) | 2 | WEEKLY CLEANING SOLUTION | RGN214413 | pakovanje | 100 ml | HUMAN GmbH NEMAČKA | WEEKLY CLEANING SOLUTION | 6800 | 20% | SCOR medicinska oprema i tehnologija d.o.o. | 105-22/24 | 08.10.2024 | 08.10.2025
Reagensi, izuzev za transfuziju | 404-1-110/24-44 | 221 | Reagensi za biohemijski analizator HUMALYTE PLUS 5 (HUMAN Diagnostics) | 3 | DAILY CLEANING SOLUTION | RGN214414 | pakovanje | 100 ml | HUMAN GmbH NEMAČKA | DAILY CLEANING SOLUTION | 6800 | 20% | SCOR medicinska oprema i tehnologija d.o.o. | 105-22/24 | 08.10.2024 | 08.10.2025
Reagensi, izuzev za transfuziju | 404-1-110/24-44 | 221 | Reagensi za biohemijski analizator HUMALYTE PLUS 5 (HUMAN Diagnostics) | 4 | QS SOLUTION | RGN214415 | pakovanje | 100 ml | HUMAN GmbH NEMAČKA | QS SOLUTION | 6200 | 20% | SCOR medicinska oprema i tehnologija d.o.o. | 105-22/24 | 08.10.2024 | 08.10.2025
Reagensi, izuzev za transfuziju | 404-1-110/24-44 | 221 | Reagensi za biohemijski analizator HUMALYTE PLUS 5 (HUMAN Diagnostics) | 5 | NA CONDITIONER | RGN214416 | pakovanje | 100 ml | HUMAN GmbH NEMAČKA | NA CONDITIONER | 7400 | 20% | SCOR medicinska oprema i tehnologija d.o.o. | 105-22/24 | 08.10.2024 | 08.10.2025
Reagensi, izuzev za transfuziju | 404-1-110/24-44 | 221 | Reagensi za biohemijski analizator HUMALYTE PLUS 5 (HUMAN Diagnostics) | 6 | KIVETE ZA HUMALYTE PLUS | RGN233251 | pakovanje | 500 komad | HUMAN GmbH NEMAČKA | Čašice ZA HUMALYTE PLUS | 8200 | 20% | SCOR medicinska oprema i tehnologija d.o.o. | 105-22/24 | 08.10.2024 | 08.10.2025
Reagensi, izuzev za transfuziju | 404-1-110/24-44 | 221 | Reagensi za biohemijski analizator HUMALYTE PLUS 5 (HUMAN Diagnostics) | 7 | Jon selektivna elektroda za KALIJUM | RGN214418 | komad | 1 komad | HUMAN GmbH NEMAČKA | K elektroda | 24000 | 20% | SCOR medicinska oprema i tehnologija d.o.o. | 105-22/24 | 08.10.2024 | 08.10.2025
Reagensi, izuzev za transfuziju | 404-1-110/24-44 | 221 | Reagensi za biohemijski analizator HUMALYTE PLUS 5 (HUMAN Diagnostics) | 8 | Jon selektivna elektroda za NATRIJUM | RGN214419 | komad | 1 komad | HUMAN GmbH NEMAČKA | Na elektroda | 24000 | 20% | SCOR medicinska oprema i tehnologija d.o.o. | 105-22/24 | 08.10.2024 | 08.10.2025
Reagensi, izuzev za transfuziju | 404-1-110/24-44 | 221 | Reagensi za biohemijski analizator HUMALYTE PLUS 5 (HUMAN Diagnostics) | 9 | Jon selektivna elektroda za HLORIDE | RGN214420 | komad | 1 komad | HUMAN GmbH NEMAČKA | Cl elektroda | 24000 | 20% | SCOR medicinska oprema i tehnologija d.o.o. | 105-22/24 | 08.10.2024 | 08.10.2025
Reagensi, izuzev za transfuziju | 404-1-110/24-44 | 221 | Reagensi za biohemijski analizator HUMALYTE PLUS 5 (HUMAN Diagnostics) | 10 | Jon selektivna elektroda za KALCIJUM | RGN214421 | komad | 1 komad | HUMAN GmbH NEMAČKA | Ca elektroda | 24000 | 20% | SCOR medicinska oprema i tehnologija d.o.o. | 105-22/24 | 08.10.2024 | 08.10.2025
Reagensi, izuzev za transfuziju | 404-1-110/24-44 | 221 | Reagensi za biohemijski analizator HUMALYTE PLUS 5 (HUMAN Diagnostics) | 11 | Jon selektivna elektroda za pH | RGN214422 | komad | 1 komad | HUMAN GmbH NEMAČKA | Ph elektroda | 24000 | 20% | SCOR medicinska oprema i tehnologija d.o.o. | 105-22/24 | 08.10.2024 | 08.10.2025
Reagensi, izuzev za transfuziju | 404-1-110/24-44 | 221 | Reagensi za biohemijski analizator HUMALYTE PLUS 5 (HUMAN Diagnostics) | 12 | Referentna elektroda | RGN214423 | komad | 1 komad | HUMAN GmbH NEMAČKA | Referentna elektroda | 24000 | 20% | SCOR medicinska oprema i tehnologija d.o.o. | 105-22/24 | 08.10.2024 | 08.10.2025
Reagensi, izuzev za transfuziju | 404-1-110/24-44 | 222 | Reagensi za biohemijski analizator 9180 Electrolyte analyzer (ROCHE) | 1 | Reagent SnapPack | RGN214441 | pakovanje | 1 | Roche Diagnostics | SNAPPAK, 9180 9181 | 18766.2 | 20% | Adoc d.o.o. | 105-1/24 | 08.10.2024 | 08.10.2025
Reagensi, izuzev za transfuziju | 404-1-110/24-44 | 222 | Reagensi za biohemijski analizator 9180 Electrolyte analyzer (ROCHE) | 2 | Cleaning Solution | RGN214442 | pakovanje | 125 mL | Roche Diagnostics | CLEANING SOL. 125ml | 2015.3 | 20% | Adoc d.o.o. | 105-1/24 | 08.10.2024 | 08.10.2025
Reagensi, izuzev za transfuziju | 404-1-110/24-44 | 222 | Reagensi za biohemijski analizator 9180 Electrolyte analyzer (ROCHE) | 3 | Deproteinizer | RGN214443 | pakovanje | 125 mL | Roche Diagnostics | Deproteinizer 125 ml | 3166.8 | 20% | Adoc d.o.o. | 105-1/24 | 08.10.2024 | 08.10.2025
Reagensi, izuzev za transfuziju | 404-1-110/24-44 | 222 | Reagensi za biohemijski analizator 9180 Electrolyte analyzer (ROCHE) | 4 | Urine Diluent | RGN214444 | pakovanje | 500 mL | Roche Diagnostics | URINE DILUENT, 500ml | 6303.1 | 20% | Adoc d.o.o. | 105-1/24 | 08.10.2024 | 08.10.2025
Reagensi, izuzev za transfuziju | 404-1-110/24-44 | 222 | Reagensi za biohemijski analizator 9180 Electrolyte analyzer (ROCHE) | 5 | Ca electrode | RGN214445 | komad | 1 | Roche Diagnostics | AVL CA++ ELECTRODE | 19706.4 | 20% | Adoc d.o.o. | 105-1/24 | 08.10.2024 | 08.10.2025
Reagensi, izuzev za transfuziju | 404-1-110/24-44 | 222 | Reagensi za biohemijski analizator 9180 Electrolyte analyzer (ROCHE) | 6 | Reference electrode housing AVL | RGN214446 | komad | 1 | Roche Diagnostics | REFERENCE HOUSING FOR AVL 91 | 34741.7 | 20% | Adoc d.o.o. | 105-1/24 | 08.10.2024 | 08.10.2025
Reagensi, izuzev za transfuziju | 404-1-110/24-44 | 222 | Reagensi za biohemijski analizator 9180 Electrolyte analyzer (ROCHE) | 7 | Printer Paper | RGN214447 | komad | 5 | Roche Diagnostics | PAPER, 91XX SERIES PRINTER, 5 | 1781.3 | 20% | Adoc d.o.o. | 105-1/24 | 08.10.2024 | 08.10.2025
Reagensi, izuzev za transfuziju | 404-1-110/24-44 | 222 | Reagensi za biohemijski analizator 9180 Electrolyte analyzer (ROCHE) | 8 | Isetrol Electrolyte Control | RGN214448 | pakovanje | 3x ( 10 x 1 ml) | Roche Diagnostics | ISETROL ELECTROLYTE CTRL L 1-3 | 17170.6 | 20% | Adoc d.o.o. | 105-1/24 | 08.10.2024 | 08.10.2025
Reagensi, izuzev za transfuziju | 404-1-110/24-44 | 222 | Reagensi za biohemijski analizator 9180 Electrolyte analyzer (ROCHE) | 9 | Sodium Electrode Conditioner AVL | RGN214449 | pakovanje | 125 mL | Roche Diagnostics | SODIUM ELECTRODE CONDITIONER ( | 3236.1 | 20% | Adoc d.o.o. | 105-1/24 | 08.10.2024 | 08.10.2025
Reagensi, izuzev za transfuziju | 404-1-110/24-44 | 222 | Reagensi za biohemijski analizator 9180 Electrolyte analyzer (ROCHE) | 10 | Reference electrode ISE | RGN214450 | komad | 1 | Roche Diagnostics | REF.ELECTRODE LOW COST AVL 91x | 24571.2 | 20% | Adoc d.o.o. | 105-1/24 | 08.10.2024 | 08.10.2025
Reagensi, izuzev za transfuziju | 404-1-110/24-44 | 222 | Reagensi za biohemijski analizator 9180 Electrolyte analyzer (ROCHE) | 11 | PP tubing set | RGN214451 | komad | 1 | Roche Diagnostics | TUBE SET ,PERISTALTIC PUMP,EA | 3527 | 20% | Adoc d.o.o. | 105-1/24 | 08.10.2024 | 08.10.2025
Reagensi, izuzev za transfuziju | 404-1-110/24-44 | 222 | Reagensi za biohemijski analizator 9180 Electrolyte analyzer (ROCHE) | 12 | Na electrode | RGN233252 | komad | 1 | Roche Diagnostics | AVL NA+ ELECTRODE | 31201.8 | 20% | Adoc d.o.o. | 105-1/24 | 08.10.2024 | 08.10.2025
Reagensi, izuzev za transfuziju | 404-1-110/24-44 | 222 | Reagensi za biohemijski analizator 9180 Electrolyte analyzer (ROCHE) | 13 | Cl electrode | RGN214453 | komad | 1 | Roche Diagnostics | AVL CL- ELECTRODE | 21686.7 | 20% | Adoc d.o.o. | 105-1/24 | 08.10.2024 | 08.10.2025
Reagensi, izuzev za transfuziju | 404-1-110/24-44 | 222 | Reagensi za biohemijski analizator 9180 Electrolyte analyzer (ROCHE) | 14 | K electrode | RGN233253 | komad | 1 | Roche Diagnostics | AVL K+ ELECTRODE | 19416.6 | 20% | Adoc d.o.o. | 105-1/24 | 08.10.2024 | 08.10.2025
Reagensi, izuzev za transfuziju | 404-1-110/24-44 | 222 | Reagensi za biohemijski analizator 9180 Electrolyte analyzer (ROCHE) | 15 | Li electrode | RGN214455 | komad | 1 komad | Roche Diagnostics | AVL LI+ ELECTRODE | 20222.6 | 20% | Adoc d.o.o. | 105-1/24 | 08.10.2024 | 08.10.2025
Reagensi, izuzev za transfuziju | 404-1-110/24-44 | 223 | Reagensi za biohemijski analizator A25 i A15 Biosystems | 1 | Albumin (bromcresol green) | RGN214456 | pakovanje | 500 ml | Biosystems | Albumin | 2233 | 20% | Promedia d.o.o. | 105-21/24 | 08.10.2024 | 08.10.2025
Reagensi, izuzev za transfuziju | 404-1-110/24-44 | 223 | Reagensi za biohemijski analizator A25 i A15 Biosystems | 2 | Alfa amilaza-direct | RGN214457 | pakovanje | 150 ml | Biosystems | Alpha Amylase - direct | 11894.3 | 20% | Promedia d.o.o. | 105-21/24 | 08.10.2024 | 08.10.2025
Reagensi, izuzev za transfuziju | 404-1-110/24-44 | 223 | Reagensi za biohemijski analizator A25 i A15 Biosystems | 3 | Alkalna fosfataza IFCC pNPP AMP | RGN214458 | pakovanje | 500 ml | Biosystems | Alkaline phosphatase (ALP) - AMP | 5965.3 | 20% | Promedia d.o.o. | 105-21/24 | 08.10.2024 | 08.10.2025
Reagensi, izuzev za transfuziju | 404-1-110/24-44 | 223 | Reagensi za biohemijski analizator A25 i A15 Biosystems | 4 | ALT/GPT IFCC bez piridoksalfosfata | RGN214459 | pakovanje | 500 ml | Biosystems | ALT/GPT | 6812.3 | 20% | Promedia d.o.o. | 105-21/24 | 08.10.2024 | 08.10.2025
Reagensi, izuzev za transfuziju | 404-1-110/24-44 | 223 | Reagensi za biohemijski analizator A25 i A15 Biosystems | 5 | ASO/CRP kontrola normalna | RGN214460 | pakovanje | 3 ml | Biosystems | Rheumatoid Control Serum ( LEVEL I ) ASO,CRP,RF | 4596.79 | 20% | Promedia d.o.o. | 105-21/24 | 08.10.2024 | 08.10.2025
Reagensi, izuzev za transfuziju | 404-1-110/24-44 | 223 | Reagensi za biohemijski analizator A25 i A15 Biosystems | 6 | ASO/PCR/P kontrola visok nivo | RGN214461 | pakovanje | 3 ml | Biosystems | Rheumatoid Control Serum (LEVEL II) ASO;CRP;RF | 4596.79 | 20% | Promedia d.o.o. | 105-21/24 | 08.10.2024 | 08.10.2025
Reagensi, izuzev za transfuziju | 404-1-110/24-44 | 223 | Reagensi za biohemijski analizator A25 i A15 Biosystems | 7 | AST/GPT IFCC bez piridoksalfosfata. | RGN214462 | pakovanje | 500 ml | Biosystems | AST/GOT | 6812.3 | 20% | Promedia d.o.o. | 105-21/24 | 08.10.2024 | 08.10.2025
Reagensi, izuzev za transfuziju | 404-1-110/24-44 | 223 | Reagensi za biohemijski analizator A25 i A15 Biosystems | 8 | Bilirubin direkt DPD | RGN214463 | pakovanje | 5x50ml | Biosystems | Bilirubin (DIRECT) - A15,A25 | 11724.9 | 20% | Promedia d.o.o. | 105-21/24 | 08.10.2024 | 08.10.2025
Reagensi, izuzev za transfuziju | 404-1-110/24-44 | 223 | Reagensi za biohemijski analizator A25 i A15 Biosystems | 9 | Biulirubin ukupni DPD | RGN214464 | pakovanje | 5x50ml | Biosystems | Bilirubin (TOTAL) - A15,A25 | 11724.9 | 20% | Promedia d.o.o. | 105-21/24 | 08.10.2024 | 08.10.2025
Reagensi, izuzev za transfuziju | 404-1-110/24-44 | 223 | Reagensi za biohemijski analizator A25 i A15 Biosystems | 10 | CK-NAC | RGN214465 | pakovanje | 50 ml | Biosystems | Creatine Cinase (CK) | 2538.58 | 20% | Promedia d.o.o. | 105-21/24 | 08.10.2024 | 08.10.2025
Reagensi, izuzev za transfuziju | 404-1-110/24-44 | 223 | Reagensi za biohemijski analizator A25 i A15 Biosystems | 11 | CRP | RGN214466 | pakovanje | 50ml | Biosystems | C-Reactive Protein (CRP) | 9767.12 | 20% | Promedia d.o.o. | 105-21/24 | 08.10.2024 | 08.10.2025
Reagensi, izuzev za transfuziju | 404-1-110/24-44 | 223 | Reagensi za biohemijski analizator A25 i A15 Biosystems | 12 | Fosfor UV fosfomolibdat | RGN214467 | pakovanje | 170 ml | Biosystems | Phosphorus | 6413 | 20% | Promedia d.o.o. | 105-21/24 | 08.10.2024 | 08.10.2025
Reagensi, izuzev za transfuziju | 404-1-110/24-44 | 223 | Reagensi za biohemijski analizator A25 i A15 Biosystems | 13 | Gama GT | RGN214468 | pakovanje | 200 ml | Biosystems | Gamma-GT | 9441.63 | 20% | Promedia d.o.o. | 105-21/24 | 08.10.2024 | 08.10.2025
Reagensi, izuzev za transfuziju | 404-1-110/24-44 | 223 | Reagensi za biohemijski analizator A25 i A15 Biosystems | 14 | Glucosa GHOD PAP | RGN214469 | pakovanje | 1x1000 ml | Biosystems | Glucose | 4063.18 | 20% | Promedia d.o.o. | 105-21/24 | 08.10.2024 | 08.10.2025
Reagensi, izuzev za transfuziju | 404-1-110/24-44 | 223 | Reagensi za biohemijski analizator A25 i A15 Biosystems | 15 | Holesterol HDL direkt kalibrator | RGN214470 | pakovanje | 1 ml | Biosystems | Cholesterol HDL/LDL Calibrator | 690.91 | 20% | Promedia d.o.o. | 105-21/24 | 08.10.2024 | 08.10.2025
Reagensi, izuzev za transfuziju | 404-1-110/24-44 | 223 | Reagensi za biohemijski analizator A25 i A15 Biosystems | 16 | Holesterol HDL direktni | RGN214471 | pakovanje | 1x80ml | Biosystems | Cholesterol HDL direct | 9077.42 | 20% | Promedia d.o.o. | 105-21/24 | 08.10.2024 | 08.10.2025
Reagensi, izuzev za transfuziju | 404-1-110/24-44 | 223 | Reagensi za biohemijski analizator A25 i A15 Biosystems | 17 | Holesterol HDL precipitating | RGN214472 | pakovanje | 50 ml | Biosystems | Cholesterol HDL Precipitating reagent | 8718.05 | 20% | Promedia d.o.o. | 105-21/24 | 08.10.2024 | 08.10.2025
Reagensi, izuzev za transfuziju | 404-1-110/24-44 | 223 | Reagensi za biohemijski analizator A25 i A15 Biosystems | 18 | Holesterol ukupnil GHOD-PAP | RGN214473 | pakovanje | 1x500 ml | Biosystems | Cholesterol | 13358.4 | 20% | Promedia d.o.o. | 105-21/24 | 08.10.2024 | 08.10.2025
Reagensi, izuzev za transfuziju | 404-1-110/24-44 | 223 | Reagensi za biohemijski analizator A25 i A15 Biosystems | 19 | Kalcium ARS | RGN214474 | pakovanje | 200 ml | Biosystems | Calcium-Arsenazo | 5794.69 | 20% | Promedia d.o.o. | 105-21/24 | 08.10.2024 | 08.10.2025
Reagensi, izuzev za transfuziju | 404-1-110/24-44 | 223 | Reagensi za biohemijski analizator A25 i A15 Biosystems | 20 | Kontrola N za HDL/LDL direkt | RGN214475 | pakovanje | 3x1 ml | Biosystems | Lipid Control Serum Level I | 11935.44 | 20% | Promedia d.o.o. | 105-21/24 | 08.10.2024 | 08.10.2025
Reagensi, izuzev za transfuziju | 404-1-110/24-44 | 223 | Reagensi za biohemijski analizator A25 i A15 Biosystems | 21 | Kontrolni serum N | RGN214476 | pakovanje | 5x5 ml | Biosystems | Biochemistry Control Serum Level I | 10301.94 | 20% | Promedia d.o.o. | 105-21/24 | 08.10.2024 | 08.10.2025
Reagensi, izuzev za transfuziju | 404-1-110/24-44 | 223 | Reagensi za biohemijski analizator A25 i A15 Biosystems | 22 | Kontrolni serum P | RGN214477 | pakovanje | 5x5 ml | Biosystems | Biochemistry Control Serum Level II | 10301.94 | 20% | Promedia d.o.o. | 105-21/24 | 08.10.2024 | 08.10.2025
Reagensi, izuzev za transfuziju | 404-1-110/24-44 | 223 | Reagensi za biohemijski analizator A25 i A15 Biosystems | 23 | Kreatinin Jaffe bez deproteinizatora | RGN214478 | pakovanje | 1000 ml | Biosystems | Creatinine | 13411.64 | 20% | Promedia d.o.o. | 105-21/24 | 08.10.2024 | 08.10.2025
Reagensi, izuzev za transfuziju | 404-1-110/24-44 | 223 | Reagensi za biohemijski analizator A25 i A15 Biosystems | 24 | LDH- piruvat,imidazol supstrat | RGN214479 | pakovanje | 1x200 ml | Biosystems | Lactate Dehydrogenase (LDH) | 6058.47 | 20% | Promedia d.o.o. | 105-21/24 | 08.10.2024 | 08.10.2025
Reagensi, izuzev za transfuziju | 404-1-110/24-44 | 223 | Reagensi za biohemijski analizator A25 i A15 Biosystems | 25 | Mokraćna kiselina | RGN214480 | pakovanje | 1x200 ml | Biosystems | Uric acid | 12540.44 | 20% | Promedia d.o.o. | 105-21/24 | 08.10.2024 | 08.10.2025
Reagensi, izuzev za transfuziju | 404-1-110/24-44 | 223 | Reagensi za biohemijski analizator A25 i A15 Biosystems | 26 | Multikalibrator serum | RGN214481 | pakovanje | 5x5 ml | Biosystems | Biochemistry Calibrator | 10301.94 | 20% | Promedia d.o.o. | 105-21/24 | 08.10.2024 | 08.10.2025
Reagensi, izuzev za transfuziju | 404-1-110/24-44 | 223 | Reagensi za biohemijski analizator A25 i A15 Biosystems | 27 | Prevecal kontrolni serum (Prevecal program spoljašnje kontrole) | RGN214482 | pakovanje | 12x5 ml | Biosystems | PREVECAL - Human Biochemistry | 33783.2 | 20% | Promedia d.o.o. | 105-21/24 | 08.10.2024 | 08.10.2025
Reagensi, izuzev za transfuziju | 404-1-110/24-44 | 223 | Reagensi za biohemijski analizator A25 i A15 Biosystems | 28 | Proteini u urinu , pirogagol crveno, kolorim. | RGN214483 | pakovanje | 200 ml | Biosystems | Protein (URINE+CSF) | 1742.4 | 20% | Promedia d.o.o. | 105-21/24 | 08.10.2024 | 08.10.2025
Reagensi, izuzev za transfuziju | 404-1-110/24-44 | 223 | Reagensi za biohemijski analizator A25 i A15 Biosystems | 29 | serumske čašice | RGN214484 | pakovanje | 1000 komad | Biosystems | Sample wells BA | 6181.89 | 20% | Promedia d.o.o. | 105-21/24 | 08.10.2024 | 08.10.2025
Reagensi, izuzev za transfuziju | 404-1-110/24-44 | 223 | Reagensi za biohemijski analizator A25 i A15 Biosystems | 30 | System liquid koncentrat | RGN214485 | pakovanje | 1 L | Biosystems | Concentrated system liquid A15/A25 | 10399.95 | 20% | Promedia d.o.o. | 105-21/24 | 08.10.2024 | 08.10.2025
Reagensi, izuzev za transfuziju | 404-1-110/24-44 | 223 | Reagensi za biohemijski analizator A25 i A15 Biosystems | 31 | Trigliceridi GOD-PAP | RGN214486 | pakovanje | 1x500 ml | Biosystems | Triglycerides | 16321.69 | 20% | Promedia d.o.o. | 105-21/24 | 08.10.2024 | 08.10.2025
Reagensi, izuzev za transfuziju | 404-1-110/24-44 | 223 | Reagensi za biohemijski analizator A25 i A15 Biosystems | 32 | Ukupni Proteini -Biuret bez slepe probe | RGN214487 | pakovanje | 1x500 ml | Biosystems | Protein (Total) | 1746.03 | 20% | Promedia d.o.o. | 105-21/24 | 08.10.2024 | 08.10.2025
Reagensi, izuzev za transfuziju | 404-1-110/24-44 | 223 | Reagensi za biohemijski analizator A25 i A15 Biosystems | 33 | Urea UV ureaza-glut. Dehidrogenaza | RGN214488 | pakovanje | 1x500 ml | Biosystems | Urea UV | 7713.75 | 20% | Promedia d.o.o. | 105-21/24 | 08.10.2024 | 08.10.2025
Reagensi, izuzev za transfuziju | 404-1-110/24-44 | 223 | Reagensi za biohemijski analizator A25 i A15 Biosystems | 34 | Wash sol. Koncentrat | RGN214489 | pakovanje | 100 ml | Biosystems | Concentrated washing solution A15/A25 | 8853.57 | 20% | Promedia d.o.o. | 105-21/24 | 08.10.2024 | 08.10.2025
Reagensi, izuzev za transfuziju | 404-1-110/24-44 | 223 | Reagensi za biohemijski analizator A25 i A15 Biosystems | 35 | Kontrola P za HDL/LDL direkt | RGN214490 | pakovanje | 3x1 ml | Biosystems | Lipid Control Serum Level II | 11935.44 | 20% | Promedia d.o.o. | 105-21/24 | 08.10.2024 | 08.10.2025
Reagensi, izuzev za transfuziju | 404-1-110/24-44 | 223 | Reagensi za biohemijski analizator A25 i A15 Biosystems | 36 | CRP kalibrator | RGN220836 | pakovanje | 1x1ml | Biosystems | CRP/CRPhs standard | 1815 | 20% | Promedia d.o.o. | 105-21/24 | 08.10.2024 | 08.10.2025
Reagensi, izuzev za transfuziju | 404-1-110/24-44 | 223 | Reagensi za biohemijski analizator A25 i A15 Biosystems | 37 | Kalibrator za proteine u urinu | RGN220837 | pakovanje | 1x5ml | Biosystems | Protein (Urine) Standard | 5808 | 20% | Promedia d.o.o. | 105-21/24 | 08.10.2024 | 08.10.2025
Reagensi, izuzev za transfuziju | 404-1-110/24-44 | 223 | Reagensi za biohemijski analizator A25 i A15 Biosystems | 38 | Kontrola N za proteine u urinu | RGN214493 | pakovanje | 1x5 ml | Biosystems | Biochemistry Control Urine | 3369.85 | 20% | Promedia d.o.o. | 105-21/24 | 08.10.2024 | 08.10.2025
Reagensi, izuzev za transfuziju | 404-1-110/24-44 | 223 | Reagensi za biohemijski analizator A25 i A15 Biosystems | 39 | Kontrola P za proteine u urinu | RGN214494 | pakovanje | 1x5 ml | Biosystems | Biochemistry Control Urine Level II | 3361.38 | 20% | Promedia d.o.o. | 105-21/24 | 08.10.2024 | 08.10.2025
Reagensi, izuzev za transfuziju | 404-1-110/24-44 | 223 | Reagensi za biohemijski analizator A25 i A15 Biosystems | 40 | Reakcioni rotori | RGN214495 | pakovanje | 10 komad | Biosystems | REACTION ROTORS BA | 7764.57 | 20% | Promedia d.o.o. | 105-21/24 | 08.10.2024 | 08.10.2025
Reagensi, izuzev za transfuziju | 404-1-110/24-44 | 223 | Reagensi za biohemijski analizator A25 i A15 Biosystems | 41 | Albumin | RGN230075 | pakovanje | 1x250ml | Biosystems | Albumin | 2450.8 | 20% | Promedia d.o.o. | 105-21/24 | 08.10.2024 | 08.10.2025
Reagensi, izuzev za transfuziju | 404-1-110/24-44 | 223 | Reagensi za biohemijski analizator A25 i A15 Biosystems | 42 | Alkalna phosphatase (ALP)-AMP | RGN230076 | pakovanje | 1x200ml | Biosystems | Alkaline phosphatase (ALP) - AMP | 2464 | 20% | Promedia d.o.o. | 105-21/24 | 08.10.2024 | 08.10.2025
Reagensi, izuzev za transfuziju | 404-1-110/24-44 | 223 | Reagensi za biohemijski analizator A25 i A15 Biosystems | 43 | Alkalna phosphatase (ALP)-DEA | RGN230077 | pakovanje | 1x200ml | Biosystems | Alkaline phosphatase (ALP) - DEA | 2464 | 20% | Promedia d.o.o. | 105-21/24 | 08.10.2024 | 08.10.2025
Reagensi, izuzev za transfuziju | 404-1-110/24-44 | 223 | Reagensi za biohemijski analizator A25 i A15 Biosystems | 44 | Alkalna phosphatase (ALP)-DEA | RGN230078 | pakovanje | 1x500ml | Biosystems | Alkaline phosphatase (ALP) - DEA | 5423 | 20% | Promedia d.o.o. | 105-21/24 | 08.10.2024 | 08.10.2025
Reagensi, izuzev za transfuziju | 404-1-110/24-44 | 223 | Reagensi za biohemijski analizator A25 i A15 Biosystems | 45 | AST/GPT | RGN230079 | pakovanje | 1x200ml | Biosystems | AST/GOT | 2849 | 20% | Promedia d.o.o. | 105-21/24 | 08.10.2024 | 08.10.2025
Reagensi, izuzev za transfuziju | 404-1-110/24-44 | 223 | Reagensi za biohemijski analizator A25 i A15 Biosystems | 46 | ALT/GPT | RGN230080 | pakovanje | 1x200ml | Biosystems | ALT/GPT | 2849 | 20% | Promedia d.o.o. | 105-21/24 | 08.10.2024 | 08.10.2025
Reagensi, izuzev za transfuziju | 404-1-110/24-44 | 223 | Reagensi za biohemijski analizator A25 i A15 Biosystems | 47 | C-Reactive Protein (CRP) | RGN230081 | pakovanje | 2x200ml | Biosystems | C-Reactive Protein (CRP) | 27060 | 20% | Promedia d.o.o. | 105-21/24 | 08.10.2024 | 08.10.2025
Reagensi, izuzev za transfuziju | 404-1-110/24-44 | 223 | Reagensi za biohemijski analizator A25 i A15 Biosystems | 48 | Glucose | RGN230082 | pakovanje | 1x500ml | Biosystems | Glucose | 2145 | 20% | Promedia d.o.o. | 105-21/24 | 08.10.2024 | 08.10.2025
Reagensi, izuzev za transfuziju | 404-1-110/24-44 | 223 | Reagensi za biohemijski analizator A25 i A15 Biosystems | 49 | Cholesterol | RGN230083 | pakovanje | 1x200ml | Biosystems | Cholesterol | 5586.24 | 20% | Promedia d.o.o. | 105-21/24 | 08.10.2024 | 08.10.2025
Reagensi, izuzev za transfuziju | 404-1-110/24-44 | 223 | Reagensi za biohemijski analizator A25 i A15 Biosystems | 50 | Cholesterol | RGN230084 | pakovanje | 1x1000ml | Biosystems | Cholesterol | 19430.4 | 20% | Promedia d.o.o. | 105-21/24 | 08.10.2024 | 08.10.2025
Reagensi, izuzev za transfuziju | 404-1-110/24-44 | 223 | Reagensi za biohemijski analizator A25 i A15 Biosystems | 51 | Colesterol LDL Direct | RGN230085 | pakovanje | 1x80ml | Biosystems | Cholesterol LDL direct | 13687.3 | 20% | Promedia d.o.o. | 105-21/24 | 08.10.2024 | 08.10.2025
Reagensi, izuzev za transfuziju | 404-1-110/24-44 | 223 | Reagensi za biohemijski analizator A25 i A15 Biosystems | 52 | Creatinin | RGN230086 | pakovanje | 1x200ml | Biosystems | Creatinine | 10359.8 | 20% | Promedia d.o.o. | 105-21/24 | 08.10.2024 | 08.10.2025
Reagensi, izuzev za transfuziju | 404-1-110/24-44 | 223 | Reagensi za biohemijski analizator A25 i A15 Biosystems | 53 | Uric Acid | RGN230087 | pakovanje | 1x500ml | Biosystems | Uric Acid | 22800.8 | 20% | Promedia d.o.o. | 105-21/24 | 08.10.2024 | 08.10.2025
Reagensi, izuzev za transfuziju | 404-1-110/24-44 | 223 | Reagensi za biohemijski analizator A25 i A15 Biosystems | 54 | Triglycerides | RGN230088 | pakovanje | 4x50ml | Biosystems | Triglycerides | 6528.5 | 20% | Promedia d.o.o. | 105-21/24 | 08.10.2024 | 08.10.2025
Reagensi, izuzev za transfuziju | 404-1-110/24-44 | 223 | Reagensi za biohemijski analizator A25 i A15 Biosystems | 55 | Protein (Total) | RGN230089 | pakovanje | 1x250ml | Biosystems | Protein (Total) | 3490.3 | 20% | Promedia d.o.o. | 105-21/24 | 08.10.2024 | 08.10.2025
Reagensi, izuzev za transfuziju | 404-1-110/24-44 | 223 | Reagensi za biohemijski analizator A25 i A15 Biosystems | 56 | Urea UV | RGN230090 | pakovanje | 1x200ml | Biosystems | Urea UV | 3366 | 20% | Promedia d.o.o. | 105-21/24 | 08.10.2024 | 08.10.2025
Reagensi, izuzev za transfuziju | 404-1-110/24-44 | 223 | Reagensi za biohemijski analizator A25 i A15 Biosystems | 57 | Bilirubin (Direct) | RGN230091 | pakovanje | 4x50ml | Biosystems | Bilirubin (DIRECT) | 7619.7 | 20% | Promedia d.o.o. | 105-21/24 | 08.10.2024 | 08.10.2025
Reagensi, izuzev za transfuziju | 404-1-110/24-44 | 223 | Reagensi za biohemijski analizator A25 i A15 Biosystems | 58 | Calcium -Cresolphtalein | RGN230092 | pakovanje | 1x200ml | Biosystems | Calcium Cresolphthalein | 3460.6 | 20% | Promedia d.o.o. | 105-21/24 | 08.10.2024 | 08.10.2025
Reagensi, izuzev za transfuziju | 404-1-110/24-44 | 223 | Reagensi za biohemijski analizator A25 i A15 Biosystems | 59 | Calcium -MTB | RGN230093 | pakovanje | 1X200ml | Biosystems | Calcium-MTB | 3935.8 | 20% | Promedia d.o.o. | 105-21/24 | 08.10.2024 | 08.10.2025
Reagensi, izuzev za transfuziju | 404-1-110/24-44 | 223 | Reagensi za biohemijski analizator A25 i A15 Biosystems | 60 | Iron-Cromazurol B | RGN230094 | pakovanje | 4x50ml | Biosystems | Iron CHROMAZUROL | 3879.7 | 20% | Promedia d.o.o. | 105-21/24 | 08.10.2024 | 08.10.2025
Reagensi, izuzev za transfuziju | 404-1-110/24-44 | 223 | Reagensi za biohemijski analizator A25 i A15 Biosystems | 61 | Lactate | RGN233254 | pakovanje | 1x50ml | Biosystems | Lactate | 5874 | 20% | Promedia d.o.o. | 105-21/24 | 08.10.2024 | 08.10.2025
Reagensi, izuzev za transfuziju | 404-1-110/24-44 | 223 | Reagensi za biohemijski analizator A25 i A15 Biosystems | 62 | Lactate dehydrogenase LDH-IFCC | RGN230095 | pakovanje | 1x200ml | Biosystems | Lactate Dehydrogenase (LDH)-IFCC | 5507.7 | 20% | Promedia d.o.o. | 105-21/24 | 08.10.2024 | 08.10.2025
Reagensi, izuzev za transfuziju | 404-1-110/24-44 | 223 | Reagensi za biohemijski analizator A25 i A15 Biosystems | 63 | Magnesium | RGN233255 | pakovanje | 1x200ml | Biosystems | Magnesium | 2838 | 20% | Promedia d.o.o. | 105-21/24 | 08.10.2024 | 08.10.2025
Reagensi, izuzev za transfuziju | 404-1-110/24-44 | 223 | Reagensi za biohemijski analizator A25 i A15 Biosystems | 64 | Iron TIBC | RGN230096 | pakovanje | 1X50ml | Biosystems | Iron TIBC | 2860 | 20% | Promedia d.o.o. | 105-21/24 | 08.10.2024 | 08.10.2025
Reagensi, izuzev za transfuziju | 404-1-110/24-44 | 223 | Reagensi za biohemijski analizator A25 i A15 Biosystems | 65 | Unsaturated Iron Binding Capacity (UIBC) | RGN230097 | pakovanje | 1x50ml | Biosystems | Unsaturated Iron Binding Capacity (UIBC) A15,A25 | 4290 | 20% | Promedia d.o.o. | 105-21/24 | 08.10.2024 | 08.10.2025
Reagensi, izuzev za transfuziju | 404-1-110/24-44 | 223 | Reagensi za biohemijski analizator A25 i A15 Biosystems | 66 | Zinc | RGN233256 | pakovanje | 1x50ml | Biosystems | Zinc | 5570.4 | 20% | Promedia d.o.o. | 105-21/24 | 08.10.2024 | 08.10.2025
Reagensi, izuzev za transfuziju | 404-1-110/24-44 | 223 | Reagensi za biohemijski analizator A25 i A15 Biosystems | 67 | Ferritin | RGN233257 | pakovanje | 1x45ml | Biosystems | Ferritin | 16150.2 | 20% | Promedia d.o.o. | 105-21/24 | 08.10.2024 | 08.10.2025
Reagensi, izuzev za transfuziju | 404-1-110/24-44 | 223 | Reagensi za biohemijski analizator A25 i A15 Biosystems | 68 | Ferritin Standard | RGN233258 | pakovanje | 1x3ml | Biosystems | Ferritin Standard | 1227.6 | 20% | Promedia d.o.o. | 105-21/24 | 08.10.2024 | 08.10.2025
Reagensi, izuzev za transfuziju | 404-1-110/24-44 | 223 | Reagensi za biohemijski analizator A25 i A15 Biosystems | 69 | Protein serun level I | RGN233259 | pakovanje | 3x1ml | Biosystems | Protein Control Serum ( LEVEL I ) | 5683.7 | 20% | Promedia d.o.o. | 105-21/24 | 08.10.2024 | 08.10.2025
Reagensi, izuzev za transfuziju | 404-1-110/24-44 | 223 | Reagensi za biohemijski analizator A25 i A15 Biosystems | 70 | Protein serun level II | RGN233260 | pakovanje | 3x1ml | Biosystems | Protein Control Serum ( LEVEL II ) | 5683.7 | 20% | Promedia d.o.o. | 105-21/24 | 08.10.2024 | 08.10.2025
Reagensi, izuzev za transfuziju | 404-1-110/24-44 | 223 | Reagensi za biohemijski analizator A25 i A15 Biosystems | 71 | Albumin (Microalbuminuria) | RGN233261 | pakovanje | 1x50ml | Biosystems | Albumin (Microalbuminuria) | 10835 | 20% | Promedia d.o.o. | 105-21/24 | 08.10.2024 | 08.10.2025
Reagensi, izuzev za transfuziju | 404-1-110/24-44 | 223 | Reagensi za biohemijski analizator A25 i A15 Biosystems | 72 | Albumin (Microalbuminuria) Standard | RGN233262 | pakovanje | 1ml | Biosystems | Albumin (Microalbuminuria) Standard | 3135 | 20% | Promedia d.o.o. | 105-21/24 | 08.10.2024 | 08.10.2025
Reagensi, izuzev za transfuziju | 404-1-110/24-44 | 223 | Reagensi za biohemijski analizator A25 i A15 Biosystems | 73 | Anti-Streptolysin O (ASO) | RGN233263 | pakovanje | 50ml | Biosystems | Anti-Streptolysin O (ASO) | 13915 | 20% | Promedia d.o.o. | 105-21/24 | 08.10.2024 | 08.10.2025
Reagensi, izuzev za transfuziju | 404-1-110/24-44 | 223 | Reagensi za biohemijski analizator A25 i A15 Biosystems | 74 | Anti-Streptolysin (ASO) - Standard | RGN233264 | pakovanje | 1x1ml | Biosystems | Anti-Streptolysin (ASO) - Standard | 2310 | 20% | Promedia d.o.o. | 105-21/24 | 08.10.2024 | 08.10.2025
Reagensi, izuzev za transfuziju | 404-1-110/24-44 | 223 | Reagensi za biohemijski analizator A25 i A15 Biosystems | 75 | Rheumatoid Factors ( RF ) | RGN233265 | pakovanje | 50ml | Biosystems | Rheumatoid Factors ( RF ) | 8140 | 20% | Promedia d.o.o. | 105-21/24 | 08.10.2024 | 08.10.2025
Reagensi, izuzev za transfuziju | 404-1-110/24-44 | 223 | Reagensi za biohemijski analizator A25 i A15 Biosystems | 76 | 5-HYDROXYINDOLEACETIC ACID | RGN233266 | pakovanje | 40test | Biosystems | 5-HYDROXYINDOLEACETIC ACID | 24585 | 20% | Promedia d.o.o. | 105-21/24 | 08.10.2024 | 08.10.2025
Reagensi, izuzev za transfuziju | 404-1-110/24-44 | 223 | Reagensi za biohemijski analizator A25 i A15 Biosystems | 77 | Control Urine | RGN233267 | pakovanje | 1x20ml | Biosystems | Control Urine | 6072 | 20% | Promedia d.o.o. | 105-21/24 | 08.10.2024 | 08.10.2025
Reagensi, izuzev za transfuziju | 404-1-110/24-44 | 223 | Reagensi za biohemijski analizator A25 i A15 Biosystems | 78 | Vanilmandelic Acid | RGN233268 | pakovanje | 20test | Biosystems | Vanilmandelic Acid | 11891 | 20% | Promedia d.o.o. | 105-21/24 | 08.10.2024 | 08.10.2025
Reagensi, izuzev za transfuziju | 404-1-110/24-44 | 223 | Reagensi za biohemijski analizator A25 i A15 Biosystems | 79 | Carbon Dioxide (CO2) | RGN233269 | pakovanje | 1x50ml | Biosystems | Carbon Dioxide (CO2) | 10835 | 20% | Promedia d.o.o. | 105-21/24 | 08.10.2024 | 08.10.2025
Reagensi, izuzev za transfuziju | 404-1-110/24-44 | 223 | Reagensi za biohemijski analizator A25 i A15 Biosystems | 80 | Ammonia A15,A25 | RGN233270 | pakovanje | 27ml | Biosystems | Ammonia A15,A25 | 23100 | 20% | Promedia d.o.o. | 105-21/24 | 08.10.2024 | 08.10.2025
Reagensi, izuzev za transfuziju | 404-1-110/24-44 | 224 | Regensi za biohemijski analizator ADVIA 1800 (SIMENS) | 1 | Wide Range C-Reactive Protein Kalibrator | RGN214496 | pakovanje | 6x1ml | Siemens Healthcare Diagnostics Inc, Tarrytown, SAD | ADVIA Chemistry Wide Range C-Reactive Protein Calibrators | 15014 | 20% | Teamedical d.o.o. | 105-23/24 | 08.10.2024 | 08.10.2025
Reagensi, izuzev za transfuziju | 404-1-110/24-44 | 224 | Regensi za biohemijski analizator ADVIA 1800 (SIMENS) | 2 | Wide Range C-Reactive Protein (wrCRP) | RGN214497 | pakovanje | 2205 testova | Siemens Healthcare Diagnostics Inc, Tarrytown, SAD | ADVIA Chemistry Wide Range C-Reactive Protein Reagents | 196277 | 20% | Teamedical d.o.o. | 105-23/24 | 08.10.2024 | 08.10.2025
Reagensi, izuzev za transfuziju | 404-1-110/24-44 | 224 | Regensi za biohemijski analizator ADVIA 1800 (SIMENS) | 3 | Urea | RGN214500 | pakovanje | 4020 testova | Siemens Healthcare Diagnostics Inc, Tarrytown, SAD | ADVIA Chemistry Urea Nitrogen Reagents | 76995 | 20% | Teamedical d.o.o. | 105-23/24 | 08.10.2024 | 08.10.2025
Reagensi, izuzev za transfuziju | 404-1-110/24-44 | 224 | Regensi za biohemijski analizator ADVIA 1800 (SIMENS) | 4 | Ukupni proteini | RGN214501 | pakovanje | 3400 testova | Siemens Healthcare Diagnostics Inc, Tarrytown, SAD | ADVIA Chemistry Total Protein II Reagents | 11674 | 20% | Teamedical d.o.o. | 105-23/24 | 08.10.2024 | 08.10.2025
Reagensi, izuzev za transfuziju | 404-1-110/24-44 | 224 | Regensi za biohemijski analizator ADVIA 1800 (SIMENS) | 5 | Ukupni bilirubin | RGN214503 | pakovanje | 2688 testova | Siemens Healthcare Diagnostics Inc, Tarrytown, SAD | ADVIA Chemistry Total Bilirubin_2 Reagents | 26496 | 20% | Teamedical d.o.o. | 105-23/24 | 08.10.2024 | 08.10.2025
Reagensi, izuzev za transfuziju | 404-1-110/24-44 | 224 | Regensi za biohemijski analizator ADVIA 1800 (SIMENS) | 6 | Trigliceridi | RGN214504 | pakovanje | 1432 testova | Siemens Healthcare Diagnostics Inc, Tarrytown, SAD | ADVIA Chemistry Triglycerides_2 Reagent | 27286 | 20% | Teamedical d.o.o. | 105-23/24 | 08.10.2024 | 08.10.2025
Reagensi, izuzev za transfuziju | 404-1-110/24-44 | 224 | Regensi za biohemijski analizator ADVIA 1800 (SIMENS) | 7 | Transferin | RGN214505 | pakovanje | 440 testova | Siemens Healthcare Diagnostics Inc, Tarrytown, SAD | ADVIA Chemistry Transferrin Reagents | 64774 | 20% | Teamedical d.o.o. | 105-23/24 | 08.10.2024 | 08.10.2025
Reagensi, izuzev za transfuziju | 404-1-110/24-44 | 224 | Regensi za biohemijski analizator ADVIA 1800 (SIMENS) | 8 | ToxAmmonia Calibrator | RGN214506 | pakovanje | 6 x 3 mL | Siemens Healthcare Diagnostics Inc, Tarrytown, SAD | ADVIA Chemistry ToxAmmonia Calibrators | 18866 | 20% | Teamedical d.o.o. | 105-23/24 | 08.10.2024 | 08.10.2025
Reagensi, izuzev za transfuziju | 404-1-110/24-44 | 224 | Regensi za biohemijski analizator ADVIA 1800 (SIMENS) | 9 | TIBC | RGN214507 | pakovanje | 400 testova | Siemens Healthcare Diagnostics Inc, Tarrytown, SAD | ADVIA Chemistry Total Iron Binding Capacity Reagents | 51614 | 20% | Teamedical d.o.o. | 105-23/24 | 08.10.2024 | 08.10.2025
Reagensi, izuzev za transfuziju | 404-1-110/24-44 | 224 | Regensi za biohemijski analizator ADVIA 1800 (SIMENS) | 10 | Special Chemisty Calibrator Kit | RGN233272 | pakovanje | 10 x 0,85 g | Siemens Healthcare Diagnostics Inc, Tarrytown, SAD | ADVIA Chemistry Special Chemistry Calibrator | 21759 | 20% | Teamedical d.o.o. | 105-23/24 | 08.10.2024 | 08.10.2025
Reagensi, izuzev za transfuziju | 404-1-110/24-44 | 224 | Regensi za biohemijski analizator ADVIA 1800 (SIMENS) | 11 | Rheumatoid Factor (RF) | RGN214511 | pakovanje | 200 testova | Siemens Healthcare Diagnostics Inc, Tarrytown, SAD | ADVIA Chemistry Rheumatoid Factor Reagents | 32022 | 20% | Teamedical d.o.o. | 105-23/24 | 08.10.2024 | 08.10.2025
Reagensi, izuzev za transfuziju | 404-1-110/24-44 | 224 | Regensi za biohemijski analizator ADVIA 1800 (SIMENS) | 12 | Reaget Wash Probe 3 | RGN214512 | pakovanje | 1x500ml | Siemens Healthcare Diagnostics Inc, Tarrytown, SAD | ADVIA Chemistry Reagent Probe Wash 3 | 9445 | 20% | Teamedical d.o.o. | 105-23/24 | 08.10.2024 | 08.10.2025
Reagensi, izuzev za transfuziju | 404-1-110/24-44 | 224 | Regensi za biohemijski analizator ADVIA 1800 (SIMENS) | 13 | Reaget Wash Probe 2 | RGN214513 | pakovanje | 5x250ml | Siemens Healthcare Diagnostics Inc, Tarrytown, SAD | ADVIA Chemistry Reagent Probe Wash 2 | 20601 | 20% | Teamedical d.o.o. | 105-23/24 | 08.10.2024 | 08.10.2025
Reagensi, izuzev za transfuziju | 404-1-110/24-44 | 224 | Regensi za biohemijski analizator ADVIA 1800 (SIMENS) | 14 | Reaget Wash Probe 1 | RGN214514 | pakovanje | 5x250ml | Siemens Healthcare Diagnostics Inc, Tarrytown, SAD | ADVIA Chemistry Reagent Probe Wash 1 | 14691 | 20% | Teamedical d.o.o. | 105-23/24 | 08.10.2024 | 08.10.2025
Reagensi, izuzev za transfuziju | 404-1-110/24-44 | 224 | Regensi za biohemijski analizator ADVIA 1800 (SIMENS) | 15 | Prealbumin | RGN214515 | pakovanje | 200 testova | Siemens Healthcare Diagnostics Inc, Tarrytown, SAD | ADVIA Chemistry Prealbumin Reagents | 68602 | 20% | Teamedical d.o.o. | 105-23/24 | 08.10.2024 | 08.10.2025
Reagensi, izuzev za transfuziju | 404-1-110/24-44 | 224 | Regensi za biohemijski analizator ADVIA 1800 (SIMENS) | 16 | Mokraćna kiselina | RGN214516 | pakovanje | 980 testova | Siemens Healthcare Diagnostics Inc, Tarrytown, SAD | ADVIA Chemistry Uric Acid Reagents | 16118 | 20% | Teamedical d.o.o. | 105-23/24 | 08.10.2024 | 08.10.2025
Reagensi, izuzev za transfuziju | 404-1-110/24-44 | 224 | Regensi za biohemijski analizator ADVIA 1800 (SIMENS) | 17 | Mikroalbumin kalibrator | RGN214517 | pakovanje | 5 x 2 mL | Siemens Healthcare Diagnostics Inc, Tarrytown, SAD | ADVIA Chemistry Microalbumin_2 Calibrator | 7995 | 20% | Teamedical d.o.o. | 105-23/24 | 08.10.2024 | 08.10.2025
Reagensi, izuzev za transfuziju | 404-1-110/24-44 | 224 | Regensi za biohemijski analizator ADVIA 1800 (SIMENS) | 18 | Mikroalbumin | RGN214518 | pakovanje | 420 testova | Siemens Healthcare Diagnostics Inc, Tarrytown, SAD | ADVIA Chemistry Microalbumin_2 Reagents | 59325 | 20% | Teamedical d.o.o. | 105-23/24 | 08.10.2024 | 08.10.2025
Reagensi, izuzev za transfuziju | 404-1-110/24-44 | 224 | Regensi za biohemijski analizator ADVIA 1800 (SIMENS) | 19 | Magnezijum | RGN214522 | pakovanje | 980 testova | Siemens Healthcare Diagnostics Inc, Tarrytown, SAD | ADVIA Chemistry Magnesium Reagents | 10713 | 20% | Teamedical d.o.o. | 105-23/24 | 08.10.2024 | 08.10.2025
Reagensi, izuzev za transfuziju | 404-1-110/24-44 | 224 | Regensi za biohemijski analizator ADVIA 1800 (SIMENS) | 20 | Litijum | RGN214523 | pakovanje | 200 testova | Siemens Healthcare Diagnostics Inc, Tarrytown, SAD | ADVIA Chemistry Lithium_2 (LITH_2) | 66971 | 20% | Teamedical d.o.o. | 105-23/24 | 08.10.2024 | 08.10.2025
Reagensi, izuzev za transfuziju | 404-1-110/24-44 | 224 | Regensi za biohemijski analizator ADVIA 1800 (SIMENS) | 21 | Lipaza | RGN214524 | pakovanje | 640 testova | Siemens Healthcare Diagnostics Inc, Tarrytown, SAD | ADVIA Chemistry Lipase Reagents | 28534 | 20% | Teamedical d.o.o. | 105-23/24 | 08.10.2024 | 08.10.2025
Reagensi, izuzev za transfuziju | 404-1-110/24-44 | 224 | Regensi za biohemijski analizator ADVIA 1800 (SIMENS) | 22 | LDL holesterol Direct | RGN214525 | pakovanje | 752 testova | Siemens Healthcare Diagnostics Inc, Tarrytown, SAD | ADVIA Chemistry Direct LDL Cholesterol Reagents | 59908 | 20% | Teamedical d.o.o. | 105-23/24 | 08.10.2024 | 08.10.2025
Reagensi, izuzev za transfuziju | 404-1-110/24-44 | 224 | Regensi za biohemijski analizator ADVIA 1800 (SIMENS) | 23 | LDH L-P | RGN214526 | pakovanje | 4020 testova | Siemens Healthcare Diagnostics Inc, Tarrytown, SAD | ADVIA Chemistry Lactate Dehydrogenase L-P Reagents | 47140 | 20% | Teamedical d.o.o. | 105-23/24 | 08.10.2024 | 08.10.2025
Reagensi, izuzev za transfuziju | 404-1-110/24-44 | 224 | Regensi za biohemijski analizator ADVIA 1800 (SIMENS) | 24 | LDH P-L | RGN214527 | pakovanje | 1790 testova | Siemens Healthcare Diagnostics Inc, Tarrytown, SAD | ADVIA Chemistry Lactate Dehydrogenase P-L Reagents | 20922 | 20% | Teamedical d.o.o. | 105-23/24 | 08.10.2024 | 08.10.2025
Reagensi, izuzev za transfuziju | 404-1-110/24-44 | 224 | Regensi za biohemijski analizator ADVIA 1800 (SIMENS) | 25 | Lamp Coolant Aditive | RGN214528 | pakovanje | 1 x 50 ml | Siemens Healthcare Diagnostics Inc, Tarrytown, SAD | Lamp Coolant Aditive | 11762 | 20% | Teamedical d.o.o. | 105-23/24 | 08.10.2024 | 08.10.2025
Reagensi, izuzev za transfuziju | 404-1-110/24-44 | 224 | Regensi za biohemijski analizator ADVIA 1800 (SIMENS) | 26 | Lactate (LAC) | RGN214529 | pakovanje | 300 testova | Siemens Healthcare Diagnostics Inc, Tarrytown, SAD | ADVIA Chemistry Lactate Reagents | 25666 | 20% | Teamedical d.o.o. | 105-23/24 | 08.10.2024 | 08.10.2025
Reagensi, izuzev za transfuziju | 404-1-110/24-44 | 224 | Regensi za biohemijski analizator ADVIA 1800 (SIMENS) | 27 | Kreatinin | RGN214530 | pakovanje | 4020 testova | Siemens Healthcare Diagnostics Inc, Tarrytown, SAD | ADVIA Chemistry Creatinine_2 Reagents | 9619 | 20% | Teamedical d.o.o. | 105-23/24 | 08.10.2024 | 08.10.2025
Reagensi, izuzev za transfuziju | 404-1-110/24-44 | 224 | Regensi za biohemijski analizator ADVIA 1800 (SIMENS) | 28 | komplement C3 | RGN214531 | pakovanje | 200 testova | Siemens Healthcare Diagnostics Inc, Tarrytown, SAD | ADVIA Chemistry Complement C3 Reagents | 25142 | 20% | Teamedical d.o.o. | 105-23/24 | 08.10.2024 | 08.10.2025
Reagensi, izuzev za transfuziju | 404-1-110/24-44 | 224 | Regensi za biohemijski analizator ADVIA 1800 (SIMENS) | 29 | Advia Chemistry CO2 Calibrator/Diluent | RGN214532 | pakovanje | 2x21ml | Siemens Healthcare Diagnostics Inc, Tarrytown, SAD | Advia Chemistry CO2 Calibrator/ Diluent | 5816 | 20% | Teamedical d.o.o. | 105-23/24 | 08.10.2024 | 08.10.2025
Reagensi, izuzev za transfuziju | 404-1-110/24-44 | 224 | Regensi za biohemijski analizator ADVIA 1800 (SIMENS) | 30 | Kalcium II (ARSENAZO) | RGN214533 | pakovanje | 2030 testova | Siemens Healthcare Diagnostics Inc, Tarrytown, SAD | ADVIA Chemistry Calcium_2 Reagents | 26210 | 20% | Teamedical d.o.o. | 105-23/24 | 08.10.2024 | 08.10.2025
Reagensi, izuzev za transfuziju | 404-1-110/24-44 | 224 | Regensi za biohemijski analizator ADVIA 1800 (SIMENS) | 31 | ISE Urine Standards | RGN214534 | pakovanje | 2 x 100 mL | Siemens Healthcare Diagnostics Inc, Tarrytown, SAD | ADVIA Chemistry ISE Urine Standard Set | 10015 | 20% | Teamedical d.o.o. | 105-23/24 | 08.10.2024 | 08.10.2025
Reagensi, izuzev za transfuziju | 404-1-110/24-44 | 224 | Regensi za biohemijski analizator ADVIA 1800 (SIMENS) | 32 | ISE Serum Standards | RGN214535 | pakovanje | 2x100ml | Siemens Healthcare Diagnostics Inc, Tarrytown, SAD | ADVIA Chemistry ISE Serum Standard Set | 10015 | 20% | Teamedical d.o.o. | 105-23/24 | 08.10.2024 | 08.10.2025
Reagensi, izuzev za transfuziju | 404-1-110/24-44 | 224 | Regensi za biohemijski analizator ADVIA 1800 (SIMENS) | 33 | ISE Detergent | RGN214536 | pakovanje | 2x100mL | Siemens Healthcare Diagnostics Inc, Tarrytown, SAD | ADVIA Chemistry ISE Detergent Solution | 24839 | 20% | Teamedical d.o.o. | 105-23/24 | 08.10.2024 | 08.10.2025
Reagensi, izuzev za transfuziju | 404-1-110/24-44 | 224 | Regensi za biohemijski analizator ADVIA 1800 (SIMENS) | 34 | ISE Buffer | RGN214537 | pakovanje | 1x2000ml | Siemens Healthcare Diagnostics Inc, Tarrytown, SAD | ADVIA Chemistry ISE Buffer | 28946 | 20% | Teamedical d.o.o. | 105-23/24 | 08.10.2024 | 08.10.2025
Reagensi, izuzev za transfuziju | 404-1-110/24-44 | 224 | Regensi za biohemijski analizator ADVIA 1800 (SIMENS) | 35 | Incubation Bath Oil | RGN214538 | pakovanje | 5kg (2,75L) | Siemens Healthcare Diagnostics Inc, Tarrytown, SAD | Incubation Bath Oil | 99468 | 20% | Teamedical d.o.o. | 105-23/24 | 08.10.2024 | 08.10.2025
Reagensi, izuzev za transfuziju | 404-1-110/24-44 | 224 | Regensi za biohemijski analizator ADVIA 1800 (SIMENS) | 36 | IgM | RGN214539 | pakovanje | 360 testova | Siemens Healthcare Diagnostics Inc, Tarrytown, SAD | ADVIA Chemistry Immunoglobulin M_2 Reagents | 40301 | 20% | Teamedical d.o.o. | 105-23/24 | 08.10.2024 | 08.10.2025
Reagensi, izuzev za transfuziju | 404-1-110/24-44 | 224 | Regensi za biohemijski analizator ADVIA 1800 (SIMENS) | 37 | IgG | RGN214540 | pakovanje | 360 testova | Siemens Healthcare Diagnostics Inc, Tarrytown, SAD | ADVIA Chemistry Immunoglobulin G_2 Reagents | 43758 | 20% | Teamedical d.o.o. | 105-23/24 | 08.10.2024 | 08.10.2025
Reagensi, izuzev za transfuziju | 404-1-110/24-44 | 224 | Regensi za biohemijski analizator ADVIA 1800 (SIMENS) | 38 | IgA | RGN214541 | pakovanje | 375 testova | Siemens Healthcare Diagnostics Inc, Tarrytown, SAD | ADVIA Chemistry Immunoglobulin A_2 Reagents | 41957 | 20% | Teamedical d.o.o. | 105-23/24 | 08.10.2024 | 08.10.2025
Reagensi, izuzev za transfuziju | 404-1-110/24-44 | 224 | Regensi za biohemijski analizator ADVIA 1800 (SIMENS) | 39 | Holinestreraza | RGN214542 | pakovanje | 480 testova | Siemens Healthcare Diagnostics Inc, Tarrytown, SAD | ADVIA Chemistry Cholinesterase Reagents | 8254 | 20% | Teamedical d.o.o. | 105-23/24 | 08.10.2024 | 08.10.2025
Reagensi, izuzev za transfuziju | 404-1-110/24-44 | 224 | Regensi za biohemijski analizator ADVIA 1800 (SIMENS) | 40 | Holesterol | RGN214543 | pakovanje | 2450 testova | Siemens Healthcare Diagnostics Inc, Tarrytown, SAD | ADVIA Chemistry Cholesterol_2 Reagent | 38443 | 20% | Teamedical d.o.o. | 105-23/24 | 08.10.2024 | 08.10.2025
Reagensi, izuzev za transfuziju | 404-1-110/24-44 | 224 | Regensi za biohemijski analizator ADVIA 1800 (SIMENS) | 41 | High Sensitivity C-Reactive Protein (hsCRP) | RGN214544 | pakovanje | 440 testova | Siemens Healthcare Diagnostics Inc, Tarrytown, SAD | Advia Chemistry CardioPhase High Sensitivity C-Reactive Protein Reagents | 139656 | 20% | Teamedical d.o.o. | 105-23/24 | 08.10.2024 | 08.10.2025
Reagensi, izuzev za transfuziju | 404-1-110/24-44 | 224 | Regensi za biohemijski analizator ADVIA 1800 (SIMENS) | 42 | HDL/LDL Hol. Kalibrator | RGN233273 | pakovanje | 3 x 0,17 g | Siemens Healthcare Diagnostics Inc, Tarrytown, SAD | ADVIA Chemistry HDL/LDL Cholesterol Calibrator | 10703 | 20% | Teamedical d.o.o. | 105-23/24 | 08.10.2024 | 08.10.2025
Reagensi, izuzev za transfuziju | 404-1-110/24-44 | 224 | Regensi za biohemijski analizator ADVIA 1800 (SIMENS) | 43 | HDL - holesterol direkt | RGN214546 | pakovanje | 4020 testova | Siemens Healthcare Diagnostics Inc, Tarrytown, SAD | ADVIA Chemistry Direct HDL Cholesterol Reagents | 185762 | 20% | Teamedical d.o.o. | 105-23/24 | 08.10.2024 | 08.10.2025
Reagensi, izuzev za transfuziju | 404-1-110/24-44 | 224 | Regensi za biohemijski analizator ADVIA 1800 (SIMENS) | 44 | A1c_E kalibrator | RGN214548 | pakovanje | 2 x 2 x 1ml | Siemens Healthcare Diagnostics Inc, Tarrytown, SAD | ADVIA Chemistry Enzymatic Hemoglobin A1c Calibrator | 26305 | 20% | Teamedical d.o.o. | 105-23/24 | 08.10.2024 | 08.10.2025
Reagensi, izuzev za transfuziju | 404-1-110/24-44 | 224 | Regensi za biohemijski analizator ADVIA 1800 (SIMENS) | 45 | HbA1c enzimska metoda | RGN214549 | pakovanje | 300 testova | Siemens Healthcare Diagnostics Inc, Tarrytown, SAD | ADVIA Chemistry Enzymatic Hemoglobin A1c (A1c_E) Assay | 85572 | 20% | Teamedical d.o.o. | 105-23/24 | 08.10.2024 | 08.10.2025
Reagensi, izuzev za transfuziju | 404-1-110/24-44 | 224 | Regensi za biohemijski analizator ADVIA 1800 (SIMENS) | 46 | Haptoglobin | RGN214550 | pakovanje | 540 testova | Siemens Healthcare Diagnostics Inc, Tarrytown, SAD | ADVIA Chemistry Haptoglobin Reagents | 159468 | 20% | Teamedical d.o.o. | 105-23/24 | 08.10.2024 | 08.10.2025
Reagensi, izuzev za transfuziju | 404-1-110/24-44 | 224 | Regensi za biohemijski analizator ADVIA 1800 (SIMENS) | 47 | Gvožđe | RGN214551 | pakovanje | 1015 testova | Siemens Healthcare Diagnostics Inc, Tarrytown, SAD | ADVIA Chemistry Iron_2 Reagents | 12152 | 20% | Teamedical d.o.o. | 105-23/24 | 08.10.2024 | 08.10.2025
Reagensi, izuzev za transfuziju | 404-1-110/24-44 | 224 | Regensi za biohemijski analizator ADVIA 1800 (SIMENS) | 48 | Glukoza (heksokinaza) | RGN214552 | pakovanje | 3960 testova | Siemens Healthcare Diagnostics Inc, Tarrytown, SAD | ADVIA Chemistry Glucose Hexokinase_3 Reagents | 34482 | 20% | Teamedical d.o.o. | 105-23/24 | 08.10.2024 | 08.10.2025
Reagensi, izuzev za transfuziju | 404-1-110/24-44 | 224 | Regensi za biohemijski analizator ADVIA 1800 (SIMENS) | 49 | Glukoza (GOD-PAP) | RGN214553 | pakovanje | 2450 testova | Siemens Healthcare Diagnostics Inc, Tarrytown, SAD | ADVIA Chemistry Glucose Oxidase Reagents | 13900 | 20% | Teamedical d.o.o. | 105-23/24 | 08.10.2024 | 08.10.2025
Reagensi, izuzev za transfuziju | 404-1-110/24-44 | 224 | Regensi za biohemijski analizator ADVIA 1800 (SIMENS) | 50 | GGT | RGN214554 | pakovanje | 980 testova | Siemens Healthcare Diagnostics Inc, Tarrytown, SAD | ADVIA Chemistry Gamma-Glutamyl Transferase Reagents | 11650 | 20% | Teamedical d.o.o. | 105-23/24 | 08.10.2024 | 08.10.2025
Reagensi, izuzev za transfuziju | 404-1-110/24-44 | 224 | Regensi za biohemijski analizator ADVIA 1800 (SIMENS) | 51 | Fosfor | RGN214555 | pakovanje | 2506 testova | Siemens Healthcare Diagnostics Inc, Tarrytown, SAD | ADVIA Chemistry Inorganic Phosphorus Reagents | 19429 | 20% | Teamedical d.o.o. | 105-23/24 | 08.10.2024 | 08.10.2025
Reagensi, izuzev za transfuziju | 404-1-110/24-44 | 224 | Regensi za biohemijski analizator ADVIA 1800 (SIMENS) | 52 | Feritin | RGN214556 | pakovanje | 800 testova | Siemens Healthcare Diagnostics Inc, Tarrytown, SAD | ADVIA Chemistry Ferritin Reagents | 170338 | 20% | Teamedical d.o.o. | 105-23/24 | 08.10.2024 | 08.10.2025
Reagensi, izuzev za transfuziju | 404-1-110/24-44 | 224 | Regensi za biohemijski analizator ADVIA 1800 (SIMENS) | 53 | Enzyme 3 Calibrator | RGN214557 | pakovanje | 6x2ml | Siemens Healthcare Diagnostics Inc, Tarrytown, SAD | ADVIA Chemistry Enzyme 3 Calibrator | 29800 | 20% | Teamedical d.o.o. | 105-23/24 | 08.10.2024 | 08.10.2025
Reagensi, izuzev za transfuziju | 404-1-110/24-44 | 224 | Regensi za biohemijski analizator ADVIA 1800 (SIMENS) | 54 | Enzyme 2 Calibrator | RGN214558 | pakovanje | 6 x 1,5 ml | Siemens Healthcare Diagnostics Inc, Tarrytown, SAD | ADVIA Chemistry Enzyme 2 Calibrator | 40495 | 20% | Teamedical d.o.o. | 105-23/24 | 08.10.2024 | 08.10.2025
Reagensi, izuzev za transfuziju | 404-1-110/24-44 | 224 | Regensi za biohemijski analizator ADVIA 1800 (SIMENS) | 55 | Enzyme 1 Calibrator | RGN214559 | pakovanje | 6 x 2.5 mL | Siemens Healthcare Diagnostics Inc, Tarrytown, SAD | ADVIA Chemistry Enzyme 1 Calibrator | 80838 | 20% | Teamedical d.o.o. | 105-23/24 | 08.10.2024 | 08.10.2025
Reagensi, izuzev za transfuziju | 404-1-110/24-44 | 224 | Regensi za biohemijski analizator ADVIA 1800 (SIMENS) | 56 | Čašice | RGN214560 | pakovanje | 1000 | Siemens Healthcare Diagnostics Inc, Tarrytown, SAD | EZEE-NEST Sample cups | 16270 | 20% | Teamedical d.o.o. | 105-23/24 | 08.10.2024 | 08.10.2025
Reagensi, izuzev za transfuziju | 404-1-110/24-44 | 224 | Regensi za biohemijski analizator ADVIA 1800 (SIMENS) | 57 | Cystatin-C kalibrator | RGN214561 | pakovanje | 5 x 2 mL | Siemens Healthcare Diagnostics Inc, Tarrytown, SAD | Advia Chemistry Cystatin C_2 Calibrators | 59688 | 20% | Teamedical d.o.o. | 105-23/24 | 08.10.2024 | 08.10.2025
Reagensi, izuzev za transfuziju | 404-1-110/24-44 | 224 | Regensi za biohemijski analizator ADVIA 1800 (SIMENS) | 58 | Cystatin C | RGN214562 | pakovanje | 400 testova | Siemens Healthcare Diagnostics Inc, Tarrytown, SAD | ADVIA Chemistry Cystatin C_2 Reagents | 103420 | 20% | Teamedical d.o.o. | 105-23/24 | 08.10.2024 | 08.10.2025
Reagensi, izuzev za transfuziju | 404-1-110/24-44 | 224 | Regensi za biohemijski analizator ADVIA 1800 (SIMENS) | 59 | Cuvette Wash Solution | RGN214563 | pakovanje | 1x2000ml | Siemens Healthcare Diagnostics Inc, Tarrytown, SAD | ADVIA Chemistry Cuvette Wash Solution | 10789 | 20% | Teamedical d.o.o. | 105-23/24 | 08.10.2024 | 08.10.2025
Reagensi, izuzev za transfuziju | 404-1-110/24-44 | 224 | Regensi za biohemijski analizator ADVIA 1800 (SIMENS) | 60 | Cuvette Conditioner | RGN214564 | pakovanje | 1x1000ml | Siemens Healthcare Diagnostics Inc, Tarrytown, SAD | ADVIA Chemistry Cuvette Conditioner | 23649 | 20% | Teamedical d.o.o. | 105-23/24 | 08.10.2024 | 08.10.2025
Reagensi, izuzev za transfuziju | 404-1-110/24-44 | 224 | Regensi za biohemijski analizator ADVIA 1800 (SIMENS) | 61 | CK NAC | RGN214566 | pakovanje | 1100 testova | Siemens Healthcare Diagnostics Inc, Tarrytown, SAD | ADVIA Chemistry Creatine Kinase Assay | 42547 | 20% | Teamedical d.o.o. | 105-23/24 | 08.10.2024 | 08.10.2025
Reagensi, izuzev za transfuziju | 404-1-110/24-44 | 224 | Regensi za biohemijski analizator ADVIA 1800 (SIMENS) | 62 | Chemistry Calibrator | RGN233274 | pakovanje | 12 x 0,28 gr za 12 x 3 mL | Siemens Healthcare Diagnostics Inc, Tarrytown, SAD | Advia Chemistry Chemistry Calibrator | 18377 | 20% | Teamedical d.o.o. | 105-23/24 | 08.10.2024 | 08.10.2025
Reagensi, izuzev za transfuziju | 404-1-110/24-44 | 224 | Regensi za biohemijski analizator ADVIA 1800 (SIMENS) | 63 | Bilirubin direktni | RGN214568 | pakovanje | 520 testova | Siemens Healthcare Diagnostics Inc, Tarrytown, SAD | ADVIA Chemistry Direct Bilirubin_2 Reagents | 7251 | 20% | Teamedical d.o.o. | 105-23/24 | 08.10.2024 | 08.10.2025
Reagensi, izuzev za transfuziju | 404-1-110/24-44 | 224 | Regensi za biohemijski analizator ADVIA 1800 (SIMENS) | 64 | Bikarbonat | RGN214569 | pakovanje | 2200 | Siemens Healthcare Diagnostics Inc, Tarrytown, SAD | ADVIA Chemistry Carbon Dioxide Reagent, Concentrated | 53958 | 20% | Teamedical d.o.o. | 105-23/24 | 08.10.2024 | 08.10.2025
Reagensi, izuzev za transfuziju | 404-1-110/24-44 | 224 | Regensi za biohemijski analizator ADVIA 1800 (SIMENS) | 65 | AST | RGN214570 | pakovanje | 2520 testova | Siemens Healthcare Diagnostics Inc, Tarrytown, SAD | ADVIA Chemistry Aspartate Aminotransferase Reagents | 22817 | 20% | Teamedical d.o.o. | 105-23/24 | 08.10.2024 | 08.10.2025
Reagensi, izuzev za transfuziju | 404-1-110/24-44 | 224 | Regensi za biohemijski analizator ADVIA 1800 (SIMENS) | 66 | Apolipoprotein B (APO B) | RGN214571 | pakovanje | 170 testova | Siemens Healthcare Diagnostics Inc, Tarrytown, SAD | ADVIA Chemistry Apolipoprotein B Reagents | 19253 | 20% | Teamedical d.o.o. | 105-23/24 | 08.10.2024 | 08.10.2025
Reagensi, izuzev za transfuziju | 404-1-110/24-44 | 224 | Regensi za biohemijski analizator ADVIA 1800 (SIMENS) | 67 | Apolipoprotein A-1/B kalibrator | RGN233275 | pakovanje | 5 x 0,26 g | Siemens Healthcare Diagnostics Inc, Tarrytown, SAD | ADVIA Chemistry Apolipoprotein A1/B Calibrators | 8228 | 20% | Teamedical d.o.o. | 105-23/24 | 08.10.2024 | 08.10.2025
Reagensi, izuzev za transfuziju | 404-1-110/24-44 | 224 | Regensi za biohemijski analizator ADVIA 1800 (SIMENS) | 68 | Apolipoprotein A-1 (APO A1) | RGN214573 | pakovanje | 150 testova | Siemens Healthcare Diagnostics Inc, Tarrytown, SAD | ADVIA Chemistry Apolipoprotein A1 Reagents | 21864 | 20% | Teamedical d.o.o. | 105-23/24 | 08.10.2024 | 08.10.2025
Reagensi, izuzev za transfuziju | 404-1-110/24-44 | 224 | Regensi za biohemijski analizator ADVIA 1800 (SIMENS) | 69 | Ammonia (AMM) | RGN214574 | pakovanje | 276 testova | Siemens Healthcare Diagnostics Inc, Tarrytown, SAD | ADVIA Chemistry Ammonia Reagents | 11115 | 20% | Teamedical d.o.o. | 105-23/24 | 08.10.2024 | 08.10.2025
Reagensi, izuzev za transfuziju | 404-1-110/24-44 | 224 | Regensi za biohemijski analizator ADVIA 1800 (SIMENS) | 70 | ALT | RGN214575 | pakovanje | 2520 testova | Siemens Healthcare Diagnostics Inc, Tarrytown, SAD | ADVIA Chemistry Alanine Aminotransferase Reagents | 25146 | 20% | Teamedical d.o.o. | 105-23/24 | 08.10.2024 | 08.10.2025
Reagensi, izuzev za transfuziju | 404-1-110/24-44 | 224 | Regensi za biohemijski analizator ADVIA 1800 (SIMENS) | 71 | ALP kalibrator | RGN214577 | pakovanje | 6 x 1.0 ml | Siemens Healthcare Diagnostics Inc, Tarrytown, SAD | ADVIA Chemistry Alkaline Phosphatase_2 Calibrator | 19518 | 20% | Teamedical d.o.o. | 105-23/24 | 08.10.2024 | 08.10.2025
Reagensi, izuzev za transfuziju | 404-1-110/24-44 | 224 | Regensi za biohemijski analizator ADVIA 1800 (SIMENS) | 72 | Alkalna fosfataza concetrate | RGN214578 | pakovanje | 7440 testova | Siemens Healthcare Diagnostics Inc, Tarrytown, SAD | ADVIA Chemistry Alkaline Phosphatase_2 Concentrated (ALP_2c) Reagent | 126384 | 20% | Teamedical d.o.o. | 105-23/24 | 08.10.2024 | 08.10.2025
Reagensi, izuzev za transfuziju | 404-1-110/24-44 | 224 | Regensi za biohemijski analizator ADVIA 1800 (SIMENS) | 73 | Alfa amilaza | RGN214579 | pakovanje | 1225 testova | Siemens Healthcare Diagnostics Inc, Tarrytown, SAD | ADVIA Chemistry Amylase Reagents | 80107 | 20% | Teamedical d.o.o. | 105-23/24 | 08.10.2024 | 08.10.2025
Reagensi, izuzev za transfuziju | 404-1-110/24-44 | 224 | Regensi za biohemijski analizator ADVIA 1800 (SIMENS) | 74 | Albumin | RGN214580 | pakovanje | 2220 testova | Siemens Healthcare Diagnostics Inc, Tarrytown, SAD | ADVIA Chemistry Albumin Reagent | 6627 | 20% | Teamedical d.o.o. | 105-23/24 | 08.10.2024 | 08.10.2025
Reagensi, izuzev za transfuziju | 404-1-110/24-44 | 224 | Regensi za biohemijski analizator ADVIA 1800 (SIMENS) | 75 | LIQUID SPEC. PROT. CAL. | RGN214583 | pakovanje | 6 x 1 ml | Siemens Healthcare Diagnostics Inc, Tarrytown, SAD | ADVIA Chemistry Liquid Specific Protein Calibrators | 47547 | 20% | Teamedical d.o.o. | 105-23/24 | 08.10.2024 | 08.10.2025
Reagensi, izuzev za transfuziju | 404-1-110/24-44 | 224 | Regensi za biohemijski analizator ADVIA 1800 (SIMENS) | 76 | komplement C4 | RGN214584 | pakovanje | 200 testova | Siemens Healthcare Diagnostics Inc, Tarrytown, SAD | ADVIA Chemistry Complement C4 Reagents | 25142 | 20% | Teamedical d.o.o. | 105-23/24 | 08.10.2024 | 08.10.2025
Reagensi, izuzev za transfuziju | 404-1-110/24-44 | 224 | Regensi za biohemijski analizator ADVIA 1800 (SIMENS) | 77 | High Sensitivity C-Reactive Protein kalibrator | RGN214585 | pakovanje | 6 x 1 mL | Siemens Healthcare Diagnostics Inc, Tarrytown, SAD | Advia Chemistry CardioPhase High Sensitivity C-Reactive Protein Calibrators | 15014 | 20% | Teamedical d.o.o. | 105-23/24 | 08.10.2024 | 08.10.2025
Reagensi, izuzev za transfuziju | 404-1-110/24-44 | 224 | Regensi za biohemijski analizator ADVIA 1800 (SIMENS) | 78 | Etanol | RGN214586 | pakovanje | 600 testova | Siemens Healthcare Diagnostics Inc, Tarrytown, SAD | Advia Chemistry Ethanol_ 2 Reagents | 25295 | 20% | Teamedical d.o.o. | 105-23/24 | 08.10.2024 | 08.10.2025
Reagensi, izuzev za transfuziju | 404-1-110/24-44 | 224 | Regensi za biohemijski analizator ADVIA 1800 (SIMENS) | 79 | Ise electrode Na | RGN214587 | komad | 1 komad | Siemens Healthcare Diagnostics Inc, Tarrytown, SAD | Electrode, Na | 88663 | 20% | Teamedical d.o.o. | 105-23/24 | 08.10.2024 | 08.10.2025
Reagensi, izuzev za transfuziju | 404-1-110/24-44 | 224 | Regensi za biohemijski analizator ADVIA 1800 (SIMENS) | 80 | Ise electrode K | RGN214588 | komad | 1 komad | Siemens Healthcare Diagnostics Inc, Tarrytown, SAD | Electrode, K | 88663 | 20% | Teamedical d.o.o. | 105-23/24 | 08.10.2024 | 08.10.2025
Reagensi, izuzev za transfuziju | 404-1-110/24-44 | 224 | Regensi za biohemijski analizator ADVIA 1800 (SIMENS) | 81 | Ise electrode Cl | RGN214589 | komad | 1 komad | Siemens Healthcare Diagnostics Inc, Tarrytown, SAD | Electrode, Cl | 88663 | 20% | Teamedical d.o.o. | 105-23/24 | 08.10.2024 | 08.10.2025
Reagensi, izuzev za transfuziju | 404-1-110/24-44 | 224 | Regensi za biohemijski analizator ADVIA 1800 (SIMENS) | 82 | Ise referenc elektrode | RGN214590 | komad | 1 komad | Siemens Healthcare Diagnostics Inc, Tarrytown, SAD | Electrode, Reference | 282713 | 20% | Teamedical d.o.o. | 105-23/24 | 08.10.2024 | 08.10.2025
Reagensi, izuzev za transfuziju | 404-1-110/24-44 | 224 | Regensi za biohemijski analizator ADVIA 1800 (SIMENS) | 83 | Antistreptolizin (ASLO2) | RGN214591 | pakovanje | 200 testova | Siemens Healthcare Diagnostics Inc, Tarrytown, SAD | ADVIA Chemistry Anti-Streptolysin-O_2 Reagents | 37314 | 20% | Teamedical d.o.o. | 105-23/24 | 08.10.2024 | 08.10.2025
Reagensi, izuzev za transfuziju | 404-1-110/24-44 | 224 | Regensi za biohemijski analizator ADVIA 1800 (SIMENS) | 84 | Pankreasna amilaza | RGN214592 | pakovanje | 910 testova | Siemens Healthcare Diagnostics Inc, Tarrytown, SAD | ADVIA Chemistry Pancreatic Amylase Reagents | 63666 | 20% | Teamedical d.o.o. | 105-23/24 | 08.10.2024 | 08.10.2025
Reagensi, izuzev za transfuziju | 404-1-110/24-44 | 224 | Regensi za biohemijski analizator ADVIA 1800 (SIMENS) | 85 | Lamp halogen | RGN214601 | pakovanje | 1 komad | Siemens Healthcare Diagnostics Inc, Tarrytown, SAD | Lamp Halogen | 42299 | 20% | Teamedical d.o.o. | 105-23/24 | 08.10.2024 | 08.10.2025
Reagensi, izuzev za transfuziju | 404-1-110/24-44 | 224 | Regensi za biohemijski analizator ADVIA 1800 (SIMENS) | 86 | Proteini u urinu | RGN214602 | pakovanje | 560 testova | Siemens Healthcare Diagnostics Inc, Tarrytown, SAD | Advia Chemistry Urinary/Cerebrospinal Fluid Protein | 40601 | 20% | Teamedical d.o.o. | 105-23/24 | 08.10.2024 | 08.10.2025
Reagensi, izuzev za transfuziju | 404-1-110/24-44 | 224 | Regensi za biohemijski analizator ADVIA 1800 (SIMENS) | 87 | Kalibrator za proteine u urinu | RGN214603 | pakovanje | 5 x 2 x 4 ml | Siemens Healthcare Diagnostics Inc, Tarrytown, SAD | Advia Chemistry Urinary/Cerebrospinal Fluid Protein Calibrator | 11426 | 20% | Teamedical d.o.o. | 105-23/24 | 08.10.2024 | 08.10.2025
Reagensi, izuzev za transfuziju | 404-1-110/24-44 | 224 | Regensi za biohemijski analizator ADVIA 1800 (SIMENS) | 88 | Emit 2000 Carbamazepine Calibrators | RGN214605 | pakovanje | 1 kit | Siemens Healthcare Diagnostics Inc, Newark, SAD | Emit 2000 Carbamazepine Calibrators | 15566 | 20% | Teamedical d.o.o. | 105-23/24 | 08.10.2024 | 08.10.2025
Reagensi, izuzev za transfuziju | 404-1-110/24-44 | 224 | Regensi za biohemijski analizator ADVIA 1800 (SIMENS) | 89 | Emit 2000 Valproic Acid Calibrators | RGN214607 | pakovanje | 1 kit | Siemens Healthcare Diagnostics Inc, Newark, SAD | Emit 2000 Valproic Acid Calibrators | 15566 | 20% | Teamedical d.o.o. | 105-23/24 | 08.10.2024 | 08.10.2025
Reagensi, izuzev za transfuziju | 404-1-110/24-44 | 224 | Regensi za biohemijski analizator ADVIA 1800 (SIMENS) | 90 | Emit 2000 Phenobarbital Calibrators | RGN214608 | pakovanje | 1 kit | Siemens Healthcare Diagnostics Inc, Newark, SAD | Emit 2000 Phenobarbital Calibrators | 15566 | 20% | Teamedical d.o.o. | 105-23/24 | 08.10.2024 | 08.10.2025
Reagensi, izuzev za transfuziju | 404-1-110/24-44 | 224 | Regensi za biohemijski analizator ADVIA 1800 (SIMENS) | 91 | Kivete, DDT | RGN214611 | komad | 1 segment | Siemens Healthcare Diagnostics Inc, Tarrytown, SAD | Cuvette, DDT, Dilution tray 1 | 20348 | 20% | Teamedical d.o.o. | 105-23/24 | 08.10.2024 | 08.10.2025
Reagensi, izuzev za transfuziju | 404-1-110/24-44 | 224 | Regensi za biohemijski analizator ADVIA 1800 (SIMENS) | 92 | Kivete, RRV, 1x21 | RGN214613 | pakovanje | 1 segment | Siemens Healthcare Diagnostics Inc, Tarrytown, SAD | Cuvette, RRV, Cuvette tray 3 | 42295 | 20% | Teamedical d.o.o. | 105-23/24 | 08.10.2024 | 08.10.2025
Reagensi, izuzev za transfuziju | 404-1-110/24-44 | 224 | Regensi za biohemijski analizator ADVIA 1800 (SIMENS) | 93 | Kivete, RRV, 1x17, tray 4 | RGN214614 | pakovanje | 1 segment | Siemens Healthcare Diagnostics Inc, Tarrytown, SAD | Cuvette, RRV, Cuvette tray 4 | 22698 | 20% | Teamedical d.o.o. | 105-23/24 | 08.10.2024 | 08.10.2025
Reagensi, izuzev za transfuziju | 404-1-110/24-44 | 224 | Regensi za biohemijski analizator ADVIA 1800 (SIMENS) | 94 | Maintenance kit, Advia Chemistry | RGN214615 | set | 1 kit | Siemens Healthcare Diagnostics Inc, Tarrytown, SAD | Maintenance Kit, Advia Chemistry | 317908 | 20% | Teamedical d.o.o. | 105-23/24 | 08.10.2024 | 08.10.2025
Reagensi, izuzev za transfuziju | 404-1-110/24-44 | 224 | Regensi za biohemijski analizator ADVIA 1800 (SIMENS) | 95 | EMIT® Calibrator/Control Level 0 | RGN233277 | pakovanje | 14 mL | Siemens Healthcare Diagnostics Inc, Newark, SAD | Emit Calibrators/Controls | 96109 | 20% | Teamedical d.o.o. | 105-23/24 | 08.10.2024 | 08.10.2025
Reagensi, izuzev za transfuziju | 404-1-110/24-44 | 224 | Regensi za biohemijski analizator ADVIA 1800 (SIMENS) | 96 | EMIT® Calibrator/Control Level 1 | RGN233278 | pakovanje | 14 mL | Siemens Healthcare Diagnostics Inc, Newark, SAD | Emit Calibrators/Controls | 96109 | 20% | Teamedical d.o.o. | 105-23/24 | 08.10.2024 | 08.10.2025
Reagensi, izuzev za transfuziju | 404-1-110/24-44 | 224 | Regensi za biohemijski analizator ADVIA 1800 (SIMENS) | 97 | EMIT® Calibrator/Control Level 2 | RGN233279 | pakovanje | 14 mL | Siemens Healthcare Diagnostics Inc, Newark, SAD | Emit Calibrators/Controls | 96109 | 20% | Teamedical d.o.o. | 105-23/24 | 08.10.2024 | 08.10.2025
Reagensi, izuzev za transfuziju | 404-1-110/24-44 | 224 | Regensi za biohemijski analizator ADVIA 1800 (SIMENS) | 98 | EMIT® Calibrator/Control Level 3 | RGN233280 | pakovanje | 14 mL | Siemens Healthcare Diagnostics Inc, Newark, SAD | Emit Calibrators/Controls | 96109 | 20% | Teamedical d.o.o. | 105-23/24 | 08.10.2024 | 08.10.2025
Reagensi, izuzev za transfuziju | 404-1-110/24-44 | 224 | Regensi za biohemijski analizator ADVIA 1800 (SIMENS) | 99 | EMIT® Calibrator/Control Level 4 | RGN233281 | pakovanje | 14 mL | Siemens Healthcare Diagnostics Inc, Newark, SAD | Emit Calibrators/Controls | 96109 | 20% | Teamedical d.o.o. | 105-23/24 | 08.10.2024 | 08.10.2025
Reagensi, izuzev za transfuziju | 404-1-110/24-44 | 224 | Regensi za biohemijski analizator ADVIA 1800 (SIMENS) | 100 | EMIT® Calibrator/Control Level 5 | RGN233282 | pakovanje | 14 mL | Siemens Healthcare Diagnostics Inc, Newark, SAD | Emit Calibrators/Controls | 96109 | 20% | Teamedical d.o.o. | 105-23/24 | 08.10.2024 | 08.10.2025
Reagensi, izuzev za transfuziju | 404-1-110/24-44 | 224 | Regensi za biohemijski analizator ADVIA 1800 (SIMENS) | 101 | Emit II Plus 6-AM/Ecstasy Calibrator/Control: Level 1 | RGN233283 | pakovanje | 10 mL | Siemens Healthcare Diagnostics Inc, Newark, SAD | Emit II Plus 6-AM/Ecstasy Calibrator/Control | 44224 | 20% | Teamedical d.o.o. | 105-23/24 | 08.10.2024 | 08.10.2025
Reagensi, izuzev za transfuziju | 404-1-110/24-44 | 224 | Regensi za biohemijski analizator ADVIA 1800 (SIMENS) | 102 | Emit II Plus 6-AM/Ecstasy Calibrator/Control: Level 2 | RGN233284 | pakovanje | 10 mL | Siemens Healthcare Diagnostics Inc, Newark, SAD | Emit II Plus 6-AM/Ecstasy Calibrator/Control | 44224 | 20% | Teamedical d.o.o. | 105-23/24 | 08.10.2024 | 08.10.2025
Reagensi, izuzev za transfuziju | 404-1-110/24-44 | 224 | Regensi za biohemijski analizator ADVIA 1800 (SIMENS) | 103 | Emit II Plus 6-AM/Ecstasy Calibrator/Control: Level 3 | RGN233285 | pakovanje | 10 mL | Siemens Healthcare Diagnostics Inc, Newark, SAD | Emit II Plus 6-AM/Ecstasy Calibrator/Control | 44224 | 20% | Teamedical d.o.o. | 105-23/24 | 08.10.2024 | 08.10.2025
Reagensi, izuzev za transfuziju | 404-1-110/24-44 | 224 | Regensi za biohemijski analizator ADVIA 1800 (SIMENS) | 104 | Emit II Plus 6-AM/Ecstasy Calibrator/Control: Level 4 | RGN233286 | pakovanje | 10 mL | Siemens Healthcare Diagnostics Inc, Newark, SAD | Emit II Plus 6-AM/Ecstasy Calibrator/Control | 44224 | 20% | Teamedical d.o.o. | 105-23/24 | 08.10.2024 | 08.10.2025
Reagensi, izuzev za transfuziju | 404-1-110/24-44 | 225 | Reagensi za biohemijski analizator Alere TM Triage ®Meter Pro | 1 | Quidel Triage Cardiac Panel | RGN214616 | pakovanje | 25 testova | Quidel Cardiovascular Inc. | Quidel Triage Cardiac Panel | 66098.55 | 20% | Maymedica d.o.o. | 105-16/24 | 14.10.2024 | 14.10.2025
Reagensi, izuzev za transfuziju | 404-1-110/24-44 | 225 | Reagensi za biohemijski analizator Alere TM Triage ®Meter Pro | 2 | Quidel Triage Profiler SOB Panel | RGN214617 | pakovanje | 25 testova | Quidel Cardiovascular Inc. | Quidel Triage Profiler SOB Panel | 113338.25 | 20% | Maymedica d.o.o. | 105-16/24 | 14.10.2024 | 14.10.2025
Reagensi, izuzev za transfuziju | 404-1-110/24-44 | 225 | Reagensi za biohemijski analizator Alere TM Triage ®Meter Pro | 3 | Quidel Triage Cardio2 Panel | RGN214618 | pakovanje | 25 testova | Quidel Cardiovascular Inc. | Quidel Triage Cardiac Panel | 69828 | 20% | Maymedica d.o.o. | 105-16/24 | 14.10.2024 | 14.10.2025
Reagensi, izuzev za transfuziju | 404-1-110/24-44 | 225 | Reagensi za biohemijski analizator Alere TM Triage ®Meter Pro | 4 | Quidel Triage Cardio3 Panel | RGN214619 | pakovanje | 25 testova | Quidel Cardiovascular Inc. | Quidel Triage Cardiac Panel | 52371 | 20% | Maymedica d.o.o. | 105-16/24 | 14.10.2024 | 14.10.2025
Reagensi, izuzev za transfuziju | 404-1-110/24-44 | 225 | Reagensi za biohemijski analizator Alere TM Triage ®Meter Pro | 5 | Quidel Triage Troponin I Test | RGN214620 | pakovanje | 25 testova | Quidel Cardiovascular Inc. | Quidel Triage Troponin I Test | 53958 | 20% | Maymedica d.o.o. | 105-16/24 | 14.10.2024 | 14.10.2025
Reagensi, izuzev za transfuziju | 404-1-110/24-44 | 225 | Reagensi za biohemijski analizator Alere TM Triage ®Meter Pro | 6 | Quidel Triage BNP Test | RGN214621 | pakovanje | 25 testova | Quidel Cardiovascular Inc. | Quidel Triage BNP Test | 48879.6 | 20% | Maymedica d.o.o. | 105-16/24 | 14.10.2024 | 14.10.2025
Reagensi, izuzev za transfuziju | 404-1-110/24-44 | 225 | Reagensi za biohemijski analizator Alere TM Triage ®Meter Pro | 7 | Quidel Triage NT-proBNP Test | RGN214622 | pakovanje | 25 testova | Quidel Cardiovascular Inc. | Quidel Triage NT-proBNP Test | 80302.2 | 20% | Maymedica d.o.o. | 105-16/24 | 14.10.2024 | 14.10.2025
Reagensi, izuzev za transfuziju | 404-1-110/24-44 | 225 | Reagensi za biohemijski analizator Alere TM Triage ®Meter Pro | 8 | Quidel Triage D-dimer Test | RGN214623 | pakovanje | 25 testova | Quidel Cardiovascular Inc. | Quidel Triage D-Dimer Test | 50784 | 20% | Maymedica d.o.o. | 105-16/24 | 14.10.2024 | 14.10.2025
Reagensi, izuzev za transfuziju | 404-1-110/24-44 | 225 | Reagensi za biohemijski analizator Alere TM Triage ®Meter Pro | 9 | Quidel Triage TOX Drug Screen | RGN214624 | pakovanje | 25 testova | Quidel Cardiovascular Inc. | Quidel Triage TOX Drug Screen | 143845.68 | 20% | Maymedica d.o.o. | 105-16/24 | 14.10.2024 | 14.10.2025
Reagensi, izuzev za transfuziju | 404-1-110/24-44 | 225 | Reagensi za biohemijski analizator Alere TM Triage ®Meter Pro | 10 | Quidel Triage PLGF Test | RGN214625 | pakovanje | 25 testova | Quidel Cardiovascular Inc. | Quidel Triage PLGF Test | 87285 | 20% | Maymedica d.o.o. | 105-16/24 | 14.10.2024 | 14.10.2025
Reagensi, izuzev za transfuziju | 404-1-110/24-44 | 225 | Reagensi za biohemijski analizator Alere TM Triage ®Meter Pro | 11 | Quidel Triage Total 5 control 1 | RGN233287 | pakovanje | 1 kit | Quidel Cardiovascular Inc. | Quidel Triage Total 5 Control | 21562.5 | 20% | Maymedica d.o.o. | 105-16/24 | 14.10.2024 | 14.10.2025
Reagensi, izuzev za transfuziju | 404-1-110/24-44 | 225 | Reagensi za biohemijski analizator Alere TM Triage ®Meter Pro | 12 | Quidel Triage Total 5 control 2 | RGN233288 | pakovanje | 1 kit | Quidel Cardiovascular Inc. | Quidel Triage Total 5 Control | 21562.5 | 20% | Maymedica d.o.o. | 105-16/24 | 14.10.2024 | 14.10.2025
Reagensi, izuzev za transfuziju | 404-1-110/24-44 | 225 | Reagensi za biohemijski analizator Alere TM Triage ®Meter Pro | 13 | Quidel Triage TOX Drug Screen Control 1 | RGN233289 | pakovanje | 1 kit | Quidel Cardiovascular Inc. | Quidel Triage TOX Drug Screen Control | 34500 | 20% | Maymedica d.o.o. | 105-16/24 | 14.10.2024 | 14.10.2025
Reagensi, izuzev za transfuziju | 404-1-110/24-44 | 225 | Reagensi za biohemijski analizator Alere TM Triage ®Meter Pro | 14 | Quidel Triage TOX Drug Screen Control 2 | RGN233290 | pakovanje | 1 kit | Quidel Cardiovascular Inc. | Quidel Triage TOX Drug Screen Control | 34500 | 20% | Maymedica d.o.o. | 105-16/24 | 14.10.2024 | 14.10.2025
Reagensi, izuzev za transfuziju | 404-1-110/24-44 | 225 | Reagensi za biohemijski analizator Alere TM Triage ®Meter Pro | 15 | Quidel Triage Total 5 Calibration Verification | RGN233291 | pakovanje | 1 kit | Quidel Cardiovascular Inc. | Quidel Triage Total 5 Calibration Verification | 43125 | 20% | Maymedica d.o.o. | 105-16/24 | 14.10.2024 | 14.10.2025
Reagensi, izuzev za transfuziju | 404-1-110/24-44 | 225 | Reagensi za biohemijski analizator Alere TM Triage ®Meter Pro | 16 | Quidel Triage PLGF Control 1 | RGN233292 | pakovanje | 1 kit | Quidel Cardiovascular Inc. | Quidel Triage PLGF Control | 30187.5 | 20% | Maymedica d.o.o. | 105-16/24 | 14.10.2024 | 14.10.2025
Reagensi, izuzev za transfuziju | 404-1-110/24-44 | 225 | Reagensi za biohemijski analizator Alere TM Triage ®Meter Pro | 17 | Quidel Triage PLGF Control 2 | RGN233293 | pakovanje | 1 kit | Quidel Cardiovascular Inc. | Quidel Triage PLGF Control | 30187.5 | 20% | Maymedica d.o.o. | 105-16/24 | 14.10.2024 | 14.10.2025
Reagensi, izuzev za transfuziju | 404-1-110/24-44 | 225 | Reagensi za biohemijski analizator Alere TM Triage ®Meter Pro | 18 | Quidel Triage NT-proBNP control 1 | RGN233294 | pakovanje | 1 kit | Quidel Cardiovascular Inc. | Quidel Triage NT-proBNP Control | 35937.5 | 20% | Maymedica d.o.o. | 105-16/24 | 14.10.2024 | 14.10.2025
Reagensi, izuzev za transfuziju | 404-1-110/24-44 | 225 | Reagensi za biohemijski analizator Alere TM Triage ®Meter Pro | 19 | Quidel Triage NT-proBNP control 2 | RGN233295 | pakovanje | 1 kit | Quidel Cardiovascular Inc. | Quidel Triage NT-proBNP Control | 35937.5 | 20% | Maymedica d.o.o. | 105-16/24 | 14.10.2024 | 14.10.2025
Reagensi, izuzev za transfuziju | 404-1-110/24-44 | 225 | Reagensi za biohemijski analizator Alere TM Triage ®Meter Pro | 20 | Quidel Triage BNP Control 1 | RGN233296 | pakovanje | 1 kit | Quidel Cardiovascular Inc. | Quidel Triage BNP Control | 28750 | 20% | Maymedica d.o.o. | 105-16/24 | 14.10.2024 | 14.10.2025
Reagensi, izuzev za transfuziju | 404-1-110/24-44 | 225 | Reagensi za biohemijski analizator Alere TM Triage ®Meter Pro | 21 | Quidel Triage BNP Control 2 | RGN233297 | pakovanje | 1 kit | Quidel Cardiovascular Inc. | Quidel Triage BNP Control | 28750 | 20% | Maymedica d.o.o. | 105-16/24 | 14.10.2024 | 14.10.2025
Reagensi, izuzev za transfuziju | 404-1-110/24-44 | 225 | Reagensi za biohemijski analizator Alere TM Triage ®Meter Pro | 22 | Quidel Triage Total 3 Control 1 | RGN233298 | pakovanje | 1 kit | Quidel Cardiovascular Inc. | Quidel Triage Total 3 Control | 28750 | 20% | Maymedica d.o.o. | 105-16/24 | 14.10.2024 | 14.10.2025
Reagensi, izuzev za transfuziju | 404-1-110/24-44 | 225 | Reagensi za biohemijski analizator Alere TM Triage ®Meter Pro | 23 | Quidel Triage Total 3 Control 2 | RGN233299 | pakovanje | 1 kit | Quidel Cardiovascular Inc. | Quidel Triage Total 3 Control | 28750 | 20% | Maymedica d.o.o. | 105-16/24 | 14.10.2024 | 14.10.2025
Reagensi, izuzev za transfuziju | 404-1-110/24-44 | 226 | Reagensi za biohemijske analizatore AU480, AU640, AU680, DxC700AU, DxC600 (Beckman Coulter) | 1 | C4 | RGN214626 | pakovanje | 4 x 10 ml 4 x 8 ml | Beckman Coulter | C4 | 121035.2 | 20% | Maymedica d.o.o. | 105-16/24 | 14.10.2024 | 14.10.2025
Reagensi, izuzev za transfuziju | 404-1-110/24-44 | 226 | Reagensi za biohemijske analizatore AU480, AU640, AU680, DxC700AU, DxC600 (Beckman Coulter) | 2 | Urin /CSF albumin kalibrator | RGN214627 | pakovanje | 5x2 mL | Beckman Coulter | Urine/CSF Albumin calibrator | 68770 | 20% | Maymedica d.o.o. | 105-16/24 | 14.10.2024 | 14.10.2025
Reagensi, izuzev za transfuziju | 404-1-110/24-44 | 226 | Reagensi za biohemijske analizatore AU480, AU640, AU680, DxC700AU, DxC600 (Beckman Coulter) | 3 | Urin kalibrator | RGN214628 | pakovanje | 6x8 mL. | Beckman Coulter | Urine Calibrator | 31740 | 20% | Maymedica d.o.o. | 105-16/24 | 14.10.2024 | 14.10.2025
Reagensi, izuzev za transfuziju | 404-1-110/24-44 | 226 | Reagensi za biohemijske analizatore AU480, AU640, AU680, DxC700AU, DxC600 (Beckman Coulter) | 4 | Urin/ CSF Albumin | RGN214629 | pakovanje | 4 x 32.6 ml 4 x 4.4 ml | Beckman Coulter | Urine/CSF Albumin | 128811.5 | 20% | Maymedica d.o.o. | 105-16/24 | 14.10.2024 | 14.10.2025
Reagensi, izuzev za transfuziju | 404-1-110/24-44 | 226 | Reagensi za biohemijske analizatore AU480, AU640, AU680, DxC700AU, DxC600 (Beckman Coulter) | 5 | Albumin | RGN214630 | pakovanje | 4 x 29 ml | Beckman Coulter | Albumin | 7187.04 | 20% | Maymedica d.o.o. | 105-16/24 | 14.10.2024 | 14.10.2025
Reagensi, izuzev za transfuziju | 404-1-110/24-44 | 226 | Reagensi za biohemijske analizatore AU480, AU640, AU680, DxC700AU, DxC600 (Beckman Coulter) | 6 | Alfa amilaza | RGN214631 | pakovanje | 4 x 40 ml 4 x 10 ml | Beckman Coulter | alfa-Amilaza | 67068 | 20% | Maymedica d.o.o. | 105-16/24 | 14.10.2024 | 14.10.2025
Reagensi, izuzev za transfuziju | 404-1-110/24-44 | 226 | Reagensi za biohemijske analizatore AU480, AU640, AU680, DxC700AU, DxC600 (Beckman Coulter) | 7 | ALP | RGN214632 | pakovanje | 4 x 12 ml 4 x 12 ml | Beckman Coulter | ALP | 9803.75 | 20% | Maymedica d.o.o. | 105-16/24 | 14.10.2024 | 14.10.2025
Reagensi, izuzev za transfuziju | 404-1-110/24-44 | 226 | Reagensi za biohemijske analizatore AU480, AU640, AU680, DxC700AU, DxC600 (Beckman Coulter) | 8 | ALP | RGN214633 | pakovanje | 4 x 30 ml 4 x 30 ml | Beckman Coulter | ALP | 25954.06 | 20% | Maymedica d.o.o. | 105-16/24 | 14.10.2024 | 14.10.2025
Reagensi, izuzev za transfuziju | 404-1-110/24-44 | 226 | Reagensi za biohemijske analizatore AU480, AU640, AU680, DxC700AU, DxC600 (Beckman Coulter) | 9 | ALT | RGN214634 | pakovanje | 4 x 50 ml 4 x 25 ml | Beckman Coulter | ALT | 34215.72 | 20% | Maymedica d.o.o. | 105-16/24 | 14.10.2024 | 14.10.2025
Reagensi, izuzev za transfuziju | 404-1-110/24-44 | 226 | Reagensi za biohemijske analizatore AU480, AU640, AU680, DxC700AU, DxC600 (Beckman Coulter) | 10 | ALT | RGN214635 | pakovanje | 4 x 12 ml 4 x 6 ml | Beckman Coulter | ALT | 7935 | 20% | Maymedica d.o.o. | 105-16/24 | 14.10.2024 | 14.10.2025
Reagensi, izuzev za transfuziju | 404-1-110/24-44 | 226 | Reagensi za biohemijske analizatore AU480, AU640, AU680, DxC700AU, DxC600 (Beckman Coulter) | 11 | ASO | RGN214636 | pakovanje | 4 x 51 ml 4 x 7 ml | Beckman Coulter | ASO | 120347.5 | 20% | Maymedica d.o.o. | 105-16/24 | 14.10.2024 | 14.10.2025
Reagensi, izuzev za transfuziju | 404-1-110/24-44 | 226 | Reagensi za biohemijske analizatore AU480, AU640, AU680, DxC700AU, DxC600 (Beckman Coulter) | 12 | AST | RGN214637 | pakovanje | 4 x 25 ml 4 x 25 ml | Beckman Coulter | AST | 32660.46 | 20% | Maymedica d.o.o. | 105-16/24 | 14.10.2024 | 14.10.2025
Reagensi, izuzev za transfuziju | 404-1-110/24-44 | 226 | Reagensi za biohemijske analizatore AU480, AU640, AU680, DxC700AU, DxC600 (Beckman Coulter) | 13 | AST | RGN214638 | pakovanje | 4 x 6 ml 4 x 6 ml | Beckman Coulter | AST | 6665.4 | 20% | Maymedica d.o.o. | 105-16/24 | 14.10.2024 | 14.10.2025
Reagensi, izuzev za transfuziju | 404-1-110/24-44 | 226 | Reagensi za biohemijske analizatore AU480, AU640, AU680, DxC700AU, DxC600 (Beckman Coulter) | 14 | Bikarbonati | RGN214639 | pakovanje | 4 x 25 ml | Beckman Coulter | Bicarbonate | 70092.5 | 20% | Maymedica d.o.o. | 105-16/24 | 14.10.2024 | 14.10.2025
Reagensi, izuzev za transfuziju | 404-1-110/24-44 | 226 | Reagensi za biohemijske analizatore AU480, AU640, AU680, DxC700AU, DxC600 (Beckman Coulter) | 15 | Bikarbonati kalibrator | RGN214640 | pakovanje | 6x25ml | Beckman Coulter | Bicarbonate calibrator | 29095 | 20% | Maymedica d.o.o. | 105-16/24 | 14.10.2024 | 14.10.2025
Reagensi, izuzev za transfuziju | 404-1-110/24-44 | 226 | Reagensi za biohemijske analizatore AU480, AU640, AU680, DxC700AU, DxC600 (Beckman Coulter) | 16 | Bilirubin direktni | RGN214641 | pakovanje | 4 x 6 ml 4 x 6 ml | Beckman Coulter | Direct bilirubin | 8516.9 | 20% | Maymedica d.o.o. | 105-16/24 | 14.10.2024 | 14.10.2025
Reagensi, izuzev za transfuziju | 404-1-110/24-44 | 226 | Reagensi za biohemijske analizatore AU480, AU640, AU680, DxC700AU, DxC600 (Beckman Coulter) | 17 | Bilirubin direktni | RGN214642 | pakovanje | 4 x 20 ml 4 x 20 ml | Beckman Coulter | Direct bilirubin | 28883.4 | 20% | Maymedica d.o.o. | 105-16/24 | 14.10.2024 | 14.10.2025
Reagensi, izuzev za transfuziju | 404-1-110/24-44 | 226 | Reagensi za biohemijske analizatore AU480, AU640, AU680, DxC700AU, DxC600 (Beckman Coulter) | 18 | Bilirubin ukupan | RGN214643 | pakovanje | 4 x 15 ml 4 x 15 ml | Beckman Coulter | Total Bilirubin | 22146.24 | 20% | Maymedica d.o.o. | 105-16/24 | 14.10.2024 | 14.10.2025
Reagensi, izuzev za transfuziju | 404-1-110/24-44 | 226 | Reagensi za biohemijske analizatore AU480, AU640, AU680, DxC700AU, DxC600 (Beckman Coulter) | 19 | Bilirubin ukupan | RGN214644 | pakovanje | 4 x 40 ml 4 x 40 ml | Beckman Coulter | Total Bilirubin | 58931.52 | 20% | Maymedica d.o.o. | 105-16/24 | 14.10.2024 | 14.10.2025
Reagensi, izuzev za transfuziju | 404-1-110/24-44 | 226 | Reagensi za biohemijske analizatore AU480, AU640, AU680, DxC700AU, DxC600 (Beckman Coulter) | 20 | C3 | RGN214645 | pakovanje | 4 x 10 ml 4 x 8 ml | Beckman Coulter | C3 | 121035.2 | 20% | Maymedica d.o.o. | 105-16/24 | 14.10.2024 | 14.10.2025
Reagensi, izuzev za transfuziju | 404-1-110/24-44 | 226 | Reagensi za biohemijske analizatore AU480, AU640, AU680, DxC700AU, DxC600 (Beckman Coulter) | 21 | CK - MB kontrolni serum nivo 1 | RGN214646 | pakovanje | 9x2ml | Beckman Coulter | CK-MB control serum level 1 | 22747 | 20% | Maymedica d.o.o. | 105-16/24 | 14.10.2024 | 14.10.2025
Reagensi, izuzev za transfuziju | 404-1-110/24-44 | 226 | Reagensi za biohemijske analizatore AU480, AU640, AU680, DxC700AU, DxC600 (Beckman Coulter) | 22 | CK - MB kontrolni serum nivo 2 | RGN214647 | pakovanje | 9x2ml | Beckman Coulter | CK-MB control serum level 2 | 22747 | 20% | Maymedica d.o.o. | 105-16/24 | 14.10.2024 | 14.10.2025
Reagensi, izuzev za transfuziju | 404-1-110/24-44 | 226 | Reagensi za biohemijske analizatore AU480, AU640, AU680, DxC700AU, DxC600 (Beckman Coulter) | 23 | CK NAC | RGN214648 | pakovanje | 4 x 22 ml 4 x 4 ml 4 x 6 ml | Beckman Coulter | CK(NAC) | 31634.2 | 20% | Maymedica d.o.o. | 105-16/24 | 14.10.2024 | 14.10.2025
Reagensi, izuzev za transfuziju | 404-1-110/24-44 | 226 | Reagensi za biohemijske analizatore AU480, AU640, AU680, DxC700AU, DxC600 (Beckman Coulter) | 24 | CK NAC | RGN214649 | pakovanje | 4 x 44 ml 4 x 8 ml 4 x 13 ml | Beckman Coulter | CK(NAC) | 67394.6 | 20% | Maymedica d.o.o. | 105-16/24 | 14.10.2024 | 14.10.2025
Reagensi, izuzev za transfuziju | 404-1-110/24-44 | 226 | Reagensi za biohemijske analizatore AU480, AU640, AU680, DxC700AU, DxC600 (Beckman Coulter) | 25 | CK-MB | RGN214650 | pakovanje | 2 x 22 ml 2 x 4 ml 2 x 6 ml | Beckman Coulter | CK-MB | 26026.8 | 20% | Maymedica d.o.o. | 105-16/24 | 14.10.2024 | 14.10.2025
Reagensi, izuzev za transfuziju | 404-1-110/24-44 | 226 | Reagensi za biohemijske analizatore AU480, AU640, AU680, DxC700AU, DxC600 (Beckman Coulter) | 26 | CK-MB kalibrator | RGN214651 | pakovanje | 6x1ml | Beckman Coulter | CK-MB calibrator | 30417.5 | 20% | Maymedica d.o.o. | 105-16/24 | 14.10.2024 | 14.10.2025
Reagensi, izuzev za transfuziju | 404-1-110/24-44 | 226 | Reagensi za biohemijske analizatore AU480, AU640, AU680, DxC700AU, DxC600 (Beckman Coulter) | 27 | Control Serum 1 | RGN214652 | pakovanje | 20x5 ml | Beckman Coulter | Control serum 1 | 51801.75 | 20% | Maymedica d.o.o. | 105-16/24 | 14.10.2024 | 14.10.2025
Reagensi, izuzev za transfuziju | 404-1-110/24-44 | 226 | Reagensi za biohemijske analizatore AU480, AU640, AU680, DxC700AU, DxC600 (Beckman Coulter) | 28 | Control Serum 2 | RGN214653 | pakovanje | 20x5 ml | Beckman Coulter | Control serum 2 | 51801.75 | 20% | Maymedica d.o.o. | 105-16/24 | 14.10.2024 | 14.10.2025
Reagensi, izuzev za transfuziju | 404-1-110/24-44 | 226 | Reagensi za biohemijske analizatore AU480, AU640, AU680, DxC700AU, DxC600 (Beckman Coulter) | 29 | CRP | RGN214654 | pakovanje | 4 x 50 ml 4 x 50 ml | Beckman Coulter | CRP latex | 116803.2 | 20% | Maymedica d.o.o. | 105-16/24 | 14.10.2024 | 14.10.2025
Reagensi, izuzev za transfuziju | 404-1-110/24-44 | 226 | Reagensi za biohemijske analizatore AU480, AU640, AU680, DxC700AU, DxC600 (Beckman Coulter) | 30 | CRP | RGN214655 | pakovanje | 4 x 30 ml 4 x 30 ml | Beckman Coulter | CRP latex | 67161.84 | 20% | Maymedica d.o.o. | 105-16/24 | 14.10.2024 | 14.10.2025
Reagensi, izuzev za transfuziju | 404-1-110/24-44 | 226 | Reagensi za biohemijske analizatore AU480, AU640, AU680, DxC700AU, DxC600 (Beckman Coulter) | 31 | CRP Latex Calibrator Normal Set | RGN214656 | pakovanje | 5x 2ml | Beckman Coulter | CRP latex Normal calibrator | 54222.5 | 20% | Maymedica d.o.o. | 105-16/24 | 14.10.2024 | 14.10.2025
Reagensi, izuzev za transfuziju | 404-1-110/24-44 | 226 | Reagensi za biohemijske analizatore AU480, AU640, AU680, DxC700AU, DxC600 (Beckman Coulter) | 32 | CRP Latex, calibrator HIGHLY SENSITIVE | RGN214657 | pakovanje | 5 x 2ml | Beckman Coulter | CRP latex Highly Sensitive calibrator | 30417.5 | 20% | Maymedica d.o.o. | 105-16/24 | 14.10.2024 | 14.10.2025
Reagensi, izuzev za transfuziju | 404-1-110/24-44 | 226 | Reagensi za biohemijske analizatore AU480, AU640, AU680, DxC700AU, DxC600 (Beckman Coulter) | 33 | Nest čašice | RGN214658 | pakovanje | 1000 komad | Beckman Coulter | Ezee Nest Sample cup | 18631.38 | 20% | Maymedica d.o.o. | 105-16/24 | 14.10.2024 | 14.10.2025
Reagensi, izuzev za transfuziju | 404-1-110/24-44 | 226 | Reagensi za biohemijske analizatore AU480, AU640, AU680, DxC700AU, DxC600 (Beckman Coulter) | 34 | Čašice a 3 ml | RGN214659 | pakovanje | 500 komad | Instrumentation Laboratory | Sample cups (3 mL) | 8781.4 | 20% | Maymedica d.o.o. | 105-16/24 | 14.10.2024 | 14.10.2025
Reagensi, izuzev za transfuziju | 404-1-110/24-44 | 226 | Reagensi za biohemijske analizatore AU480, AU640, AU680, DxC700AU, DxC600 (Beckman Coulter) | 35 | D-Dimer | RGN214660 | pakovanje | 2 x 12.5 ml 2 x 12.5 ml | Beckman Coulter | D-Dimer | 219500.27 | 20% | Maymedica d.o.o. | 105-16/24 | 14.10.2024 | 14.10.2025
Reagensi, izuzev za transfuziju | 404-1-110/24-44 | 226 | Reagensi za biohemijske analizatore AU480, AU640, AU680, DxC700AU, DxC600 (Beckman Coulter) | 36 | D-dimer kontrola | RGN214661 | pakovanje | 2x2x0,5ml | Beckman Coulter | D-dimer control | 37412.38 | 20% | Maymedica d.o.o. | 105-16/24 | 14.10.2024 | 14.10.2025
Reagensi, izuzev za transfuziju | 404-1-110/24-44 | 226 | Reagensi za biohemijske analizatore AU480, AU640, AU680, DxC700AU, DxC600 (Beckman Coulter) | 37 | D-dimer kalibrator | RGN214662 | pakovanje | 2x2,5ml, 2x 0,5ml | Beckman Coulter | D- dimer calibrator | 37590.74 | 20% | Maymedica d.o.o. | 105-16/24 | 14.10.2024 | 14.10.2025
Reagensi, izuzev za transfuziju | 404-1-110/24-44 | 226 | Reagensi za biohemijske analizatore AU480, AU640, AU680, DxC700AU, DxC600 (Beckman Coulter) | 38 | Feritin | RGN214663 | pakovanje | 4 x 24 ml 4 x 12 ml | Beckman Coulter | Ferritin | 152352 | 20% | Maymedica d.o.o. | 105-16/24 | 14.10.2024 | 14.10.2025
Reagensi, izuzev za transfuziju | 404-1-110/24-44 | 226 | Reagensi za biohemijske analizatore AU480, AU640, AU680, DxC700AU, DxC600 (Beckman Coulter) | 39 | GGT | RGN214664 | pakovanje | 4 x 18 ml 4 x 18 ml | Beckman Coulter | GGT | 11399.95 | 20% | Maymedica d.o.o. | 105-16/24 | 14.10.2024 | 14.10.2025
Reagensi, izuzev za transfuziju | 404-1-110/24-44 | 226 | Reagensi za biohemijske analizatore AU480, AU640, AU680, DxC700AU, DxC600 (Beckman Coulter) | 40 | GGT | RGN214665 | pakovanje | 4 x 40 ml 4 x 40 ml | Beckman Coulter | GGT | 29227.25 | 20% | Maymedica d.o.o. | 105-16/24 | 14.10.2024 | 14.10.2025
Reagensi, izuzev za transfuziju | 404-1-110/24-44 | 226 | Reagensi za biohemijske analizatore AU480, AU640, AU680, DxC700AU, DxC600 (Beckman Coulter) | 41 | Glukoza | RGN214666 | pakovanje | 4 x 53 ml 4 x 27 ml | Beckman Coulter | Glucose | 36448.1 | 20% | Maymedica d.o.o. | 105-16/24 | 14.10.2024 | 14.10.2025
Reagensi, izuzev za transfuziju | 404-1-110/24-44 | 226 | Reagensi za biohemijske analizatore AU480, AU640, AU680, DxC700AU, DxC600 (Beckman Coulter) | 42 | Glukoza | RGN214667 | pakovanje | 4 x 25 ml 4 x 12.5 ml | Beckman Coulter | Glucose | 17129.02 | 20% | Maymedica d.o.o. | 105-16/24 | 14.10.2024 | 14.10.2025
Reagensi, izuzev za transfuziju | 404-1-110/24-44 | 226 | Reagensi za biohemijske analizatore AU480, AU640, AU680, DxC700AU, DxC600 (Beckman Coulter) | 43 | Gvoždje | RGN214668 | pakovanje | 4 x 15 ml 4 x 15 ml | Beckman Coulter | Iron | 22632 | 20% | Maymedica d.o.o. | 105-16/24 | 14.10.2024 | 14.10.2025
Reagensi, izuzev za transfuziju | 404-1-110/24-44 | 226 | Reagensi za biohemijske analizatore AU480, AU640, AU680, DxC700AU, DxC600 (Beckman Coulter) | 44 | Hb A1 c | RGN214669 | pakovanje | 2 x 37.5 ml 2 x 7.5 ml 2x34.5 kalibratori | Beckman Coulter | HbA1c | 142168.75 | 20% | Maymedica d.o.o. | 105-16/24 | 14.10.2024 | 14.10.2025
Reagensi, izuzev za transfuziju | 404-1-110/24-44 | 226 | Reagensi za biohemijske analizatore AU480, AU640, AU680, DxC700AU, DxC600 (Beckman Coulter) | 45 | HDL Holesterol | RGN214670 | pakovanje | 4 x 27 ml 4 x 9 ml | Beckman Coulter | HDL Cholesterol | 29610.78 | 20% | Maymedica d.o.o. | 105-16/24 | 14.10.2024 | 14.10.2025
Reagensi, izuzev za transfuziju | 404-1-110/24-44 | 226 | Reagensi za biohemijske analizatore AU480, AU640, AU680, DxC700AU, DxC600 (Beckman Coulter) | 46 | HDL Holesterol | RGN214671 | pakovanje | 4 x 51,3 ml 4 x 17,1 ml | Beckman Coulter | HDL Cholesterol | 55769.83 | 20% | Maymedica d.o.o. | 105-16/24 | 14.10.2024 | 14.10.2025
Reagensi, izuzev za transfuziju | 404-1-110/24-44 | 226 | Reagensi za biohemijske analizatore AU480, AU640, AU680, DxC700AU, DxC600 (Beckman Coulter) | 47 | HDL holesterol kalibrator | RGN214672 | pakovanje | 2x1x3 ml | Beckman Coulter | HDL Cholesterol calibrator | 25259.75 | 20% | Maymedica d.o.o. | 105-16/24 | 14.10.2024 | 14.10.2025
Reagensi, izuzev za transfuziju | 404-1-110/24-44 | 226 | Reagensi za biohemijske analizatore AU480, AU640, AU680, DxC700AU, DxC600 (Beckman Coulter) | 48 | HDL/LDL holesterol kontrolni serum | RGN214673 | pakovanje | 2x3x5 ml | Beckman Coulter | HDL/LDL Cholesterol Control Serum | 23937.25 | 20% | Maymedica d.o.o. | 105-16/24 | 14.10.2024 | 14.10.2025
Reagensi, izuzev za transfuziju | 404-1-110/24-44 | 226 | Reagensi za biohemijske analizatore AU480, AU640, AU680, DxC700AU, DxC600 (Beckman Coulter) | 49 | Hemolyzing solution | RGN214674 | pakovanje | 1x1000 ml | Beckman Coulter | Synchron and AU Systems Hemolyzing reagent | 33062.5 | 20% | Maymedica d.o.o. | 105-16/24 | 14.10.2024 | 14.10.2025
Reagensi, izuzev za transfuziju | 404-1-110/24-44 | 226 | Reagensi za biohemijske analizatore AU480, AU640, AU680, DxC700AU, DxC600 (Beckman Coulter) | 50 | Holesterol ukupni | RGN214675 | pakovanje | 4 x 22,5 ml | Beckman Coulter | Cholesterol | 45208.8 | 20% | Maymedica d.o.o. | 105-16/24 | 14.10.2024 | 14.10.2025
Reagensi, izuzev za transfuziju | 404-1-110/24-44 | 226 | Reagensi za biohemijske analizatore AU480, AU640, AU680, DxC700AU, DxC600 (Beckman Coulter) | 51 | Holesterol ukupni | RGN214676 | pakovanje | 4 x 45 ml | Beckman Coulter | Cholesterol | 90914.4 | 20% | Maymedica d.o.o. | 105-16/24 | 14.10.2024 | 14.10.2025
Reagensi, izuzev za transfuziju | 404-1-110/24-44 | 226 | Reagensi za biohemijske analizatore AU480, AU640, AU680, DxC700AU, DxC600 (Beckman Coulter) | 52 | Holinesteraza | RGN214677 | pakovanje | 4 x 30 ml 4 x 6 ml | Beckman Coulter | Cholinesterase | 19837.5 | 20% | Maymedica d.o.o. | 105-16/24 | 14.10.2024 | 14.10.2025
Reagensi, izuzev za transfuziju | 404-1-110/24-44 | 226 | Reagensi za biohemijske analizatore AU480, AU640, AU680, DxC700AU, DxC600 (Beckman Coulter) | 53 | Ig A | RGN214678 | pakovanje | 4 x 14 ml 4 x 11 ml | Beckman Coulter | IgA | 100642.25 | 20% | Maymedica d.o.o. | 105-16/24 | 14.10.2024 | 14.10.2025
Reagensi, izuzev za transfuziju | 404-1-110/24-44 | 226 | Reagensi za biohemijske analizatore AU480, AU640, AU680, DxC700AU, DxC600 (Beckman Coulter) | 54 | Ig E | RGN214679 | pakovanje | 2 x 16 ml 2 x 5 ml | Biokit, S.A. | IgE | 76048.01 | 20% | Maymedica d.o.o. | 105-16/24 | 14.10.2024 | 14.10.2025
Reagensi, izuzev za transfuziju | 404-1-110/24-44 | 226 | Reagensi za biohemijske analizatore AU480, AU640, AU680, DxC700AU, DxC600 (Beckman Coulter) | 55 | Ig G | RGN214680 | pakovanje | 4 x 22 ml 4 x 20 ml | Beckman Coulter | IgG | 100642.25 | 20% | Maymedica d.o.o. | 105-16/24 | 14.10.2024 | 14.10.2025
Reagensi, izuzev za transfuziju | 404-1-110/24-44 | 226 | Reagensi za biohemijske analizatore AU480, AU640, AU680, DxC700AU, DxC600 (Beckman Coulter) | 56 | Ig M | RGN214681 | pakovanje | 4 x 14 ml 4 x 11 ml | Beckman Coulter | IgM | 100642.25 | 20% | Maymedica d.o.o. | 105-16/24 | 14.10.2024 | 14.10.2025
Reagensi, izuzev za transfuziju | 404-1-110/24-44 | 226 | Reagensi za biohemijske analizatore AU480, AU640, AU680, DxC700AU, DxC600 (Beckman Coulter) | 57 | IgE kontrola I/II | RGN214682 | pakovanje | 1x3mL, 1x3mL | Instrumentation Laboratory | Serum Protein Controls | 57958.56 | 20% | Maymedica d.o.o. | 105-16/24 | 14.10.2024 | 14.10.2025
Reagensi, izuzev za transfuziju | 404-1-110/24-44 | 226 | Reagensi za biohemijske analizatore AU480, AU640, AU680, DxC700AU, DxC600 (Beckman Coulter) | 58 | IgE standard multipoint | RGN214683 | pakovanje | 5x1 mL | Biokit, S.A. | IgE calibrators | 35728.66 | 20% | Maymedica d.o.o. | 105-16/24 | 14.10.2024 | 14.10.2025
Reagensi, izuzev za transfuziju | 404-1-110/24-44 | 226 | Reagensi za biohemijske analizatore AU480, AU640, AU680, DxC700AU, DxC600 (Beckman Coulter) | 59 | ISE buffer | RGN214684 | pakovanje | 4 x 2000 mL | Beckman Coulter | ISE Buffer | 19778.85 | 20% | Maymedica d.o.o. | 105-16/24 | 14.10.2024 | 14.10.2025
Reagensi, izuzev za transfuziju | 404-1-110/24-44 | 226 | Reagensi za biohemijske analizatore AU480, AU640, AU680, DxC700AU, DxC600 (Beckman Coulter) | 60 | Cleaning Solution | RGN214685 | pakovanje | 6 x 450 mL | Beckman Coulter | Cleaning solution | 18515 | 20% | Maymedica d.o.o. | 105-16/24 | 14.10.2024 | 14.10.2025
Reagensi, izuzev za transfuziju | 404-1-110/24-44 | 226 | Reagensi za biohemijske analizatore AU480, AU640, AU680, DxC700AU, DxC600 (Beckman Coulter) | 61 | ISE High Serum Standard | RGN214686 | pakovanje | 4x100 ml | Beckman Coulter | ISE High Serum Standard | 14547.5 | 20% | Maymedica d.o.o. | 105-16/24 | 14.10.2024 | 14.10.2025
Reagensi, izuzev za transfuziju | 404-1-110/24-44 | 226 | Reagensi za biohemijske analizatore AU480, AU640, AU680, DxC700AU, DxC600 (Beckman Coulter) | 62 | ISE Internal Reference solution | RGN214687 | pakovanje | 2 x 25 mL | Beckman Coulter | ISE Internal Reference solution | 11902.5 | 20% | Maymedica d.o.o. | 105-16/24 | 14.10.2024 | 14.10.2025
Reagensi, izuzev za transfuziju | 404-1-110/24-44 | 226 | Reagensi za biohemijske analizatore AU480, AU640, AU680, DxC700AU, DxC600 (Beckman Coulter) | 63 | ISE Low / High Urine Standard | RGN214688 | pakovanje | 2x2x100 ml | Beckman Coulter | ISE Low/High Urine Standard | 17192.5 | 20% | Maymedica d.o.o. | 105-16/24 | 14.10.2024 | 14.10.2025
Reagensi, izuzev za transfuziju | 404-1-110/24-44 | 226 | Reagensi za biohemijske analizatore AU480, AU640, AU680, DxC700AU, DxC600 (Beckman Coulter) | 64 | ISE Low Serum Standard | RGN214689 | pakovanje | 4x100ml | Beckman Coulter | ISE Low Serum Standard | 14547.5 | 20% | Maymedica d.o.o. | 105-16/24 | 14.10.2024 | 14.10.2025
Reagensi, izuzev za transfuziju | 404-1-110/24-44 | 226 | Reagensi za biohemijske analizatore AU480, AU640, AU680, DxC700AU, DxC600 (Beckman Coulter) | 65 | ISE Mid Standard | RGN214690 | pakovanje | 4 x 2000 mL | Beckman Coulter | ISE MID Standard | 20948.4 | 20% | Maymedica d.o.o. | 105-16/24 | 14.10.2024 | 14.10.2025
Reagensi, izuzev za transfuziju | 404-1-110/24-44 | 226 | Reagensi za biohemijske analizatore AU480, AU640, AU680, DxC700AU, DxC600 (Beckman Coulter) | 66 | ISE Na/K Selectivity Check | RGN214691 | pakovanje | 2 x 25 mL | Beckman Coulter | ISE Na+/K+ Selectivity Check | 11902.5 | 20% | Maymedica d.o.o. | 105-16/24 | 14.10.2024 | 14.10.2025
Reagensi, izuzev za transfuziju | 404-1-110/24-44 | 226 | Reagensi za biohemijske analizatore AU480, AU640, AU680, DxC700AU, DxC600 (Beckman Coulter) | 67 | ISE Reference solution | RGN214692 | pakovanje | 4 x 1000 mL | Beckman Coulter | ISE Reference solution | 26210.34 | 20% | Maymedica d.o.o. | 105-16/24 | 14.10.2024 | 14.10.2025
Reagensi, izuzev za transfuziju | 404-1-110/24-44 | 226 | Reagensi za biohemijske analizatore AU480, AU640, AU680, DxC700AU, DxC600 (Beckman Coulter) | 68 | ITA kontrola nivo 1 | RGN214693 | pakovanje | 6x2ml | Beckman Coulter | ITA Control serum 1 | 52900 | 20% | Maymedica d.o.o. | 105-16/24 | 14.10.2024 | 14.10.2025
Reagensi, izuzev za transfuziju | 404-1-110/24-44 | 226 | Reagensi za biohemijske analizatore AU480, AU640, AU680, DxC700AU, DxC600 (Beckman Coulter) | 69 | ITA kontrola nivo 2 | RGN214694 | pakovanje | 6x2ml | Beckman Coulter | ITA Control serum 2 | 52900 | 20% | Maymedica d.o.o. | 105-16/24 | 14.10.2024 | 14.10.2025
Reagensi, izuzev za transfuziju | 404-1-110/24-44 | 226 | Reagensi za biohemijske analizatore AU480, AU640, AU680, DxC700AU, DxC600 (Beckman Coulter) | 70 | ITA kontrola nivo 3 | RGN214695 | pakovanje | 6x2ml | Beckman Coulter | ITA Control serum 3 | 52900 | 20% | Maymedica d.o.o. | 105-16/24 | 14.10.2024 | 14.10.2025
Reagensi, izuzev za transfuziju | 404-1-110/24-44 | 226 | Reagensi za biohemijske analizatore AU480, AU640, AU680, DxC700AU, DxC600 (Beckman Coulter) | 71 | Kalcijum | RGN214696 | pakovanje | 4 x 15 ml | Beckman Coulter | Calcium Arsenazo | 32956.7 | 20% | Maymedica d.o.o. | 105-16/24 | 14.10.2024 | 14.10.2025
Reagensi, izuzev za transfuziju | 404-1-110/24-44 | 226 | Reagensi za biohemijske analizatore AU480, AU640, AU680, DxC700AU, DxC600 (Beckman Coulter) | 72 | Kalibrator za alkohol - nivo 1 | RGN214697 | pakovanje | 1x3 ml | Siemens Healthcare Diagnostics | Emit Ethyl Alcohol Negative Calibrator | 27772.5 | 20% | Maymedica d.o.o. | 105-16/24 | 14.10.2024 | 14.10.2025
Reagensi, izuzev za transfuziju | 404-1-110/24-44 | 226 | Reagensi za biohemijske analizatore AU480, AU640, AU680, DxC700AU, DxC600 (Beckman Coulter) | 73 | Kalibrator za alkohol - nivo 2 | RGN214698 | pakovanje | 1x3 ml | Siemens Healthcare Diagnostics | Emit Ethyl Alcohol 100 mg/dL Calibrator | 27772.5 | 20% | Maymedica d.o.o. | 105-16/24 | 14.10.2024 | 14.10.2025
Reagensi, izuzev za transfuziju | 404-1-110/24-44 | 226 | Reagensi za biohemijske analizatore AU480, AU640, AU680, DxC700AU, DxC600 (Beckman Coulter) | 74 | Kreatinin | RGN214699 | pakovanje | 4 x 51 ml 4 x 51 ml | Beckman Coulter | Creatinine | 9625.5 | 20% | Maymedica d.o.o. | 105-16/24 | 14.10.2024 | 14.10.2025
Reagensi, izuzev za transfuziju | 404-1-110/24-44 | 226 | Reagensi za biohemijske analizatore AU480, AU640, AU680, DxC700AU, DxC600 (Beckman Coulter) | 75 | LDH (priruvat-laktat) | RGN214700 | pakovanje | 4 x 50 ml 4 x 25 ml | Beckman Coulter | LDH | 38474.4 | 20% | Maymedica d.o.o. | 105-16/24 | 14.10.2024 | 14.10.2025
Reagensi, izuzev za transfuziju | 404-1-110/24-44 | 226 | Reagensi za biohemijske analizatore AU480, AU640, AU680, DxC700AU, DxC600 (Beckman Coulter) | 76 | LDH (IFCC) | RGN214701 | pakovanje | 4 x 40 ml 4 x 20 ml | Beckman Coulter | LDH | 30028.8 | 20% | Maymedica d.o.o. | 105-16/24 | 14.10.2024 | 14.10.2025
Reagensi, izuzev za transfuziju | 404-1-110/24-44 | 226 | Reagensi za biohemijske analizatore AU480, AU640, AU680, DxC700AU, DxC600 (Beckman Coulter) | 77 | LDL holesterol | RGN214702 | pakovanje | 4 x 27 ml 4 x 9 ml | Beckman Coulter | LDL cholesterol | 81995 | 20% | Maymedica d.o.o. | 105-16/24 | 14.10.2024 | 14.10.2025
Reagensi, izuzev za transfuziju | 404-1-110/24-44 | 226 | Reagensi za biohemijske analizatore AU480, AU640, AU680, DxC700AU, DxC600 (Beckman Coulter) | 78 | LDL holesterol kalibrator | RGN214703 | pakovanje | 2x1ml | Beckman Coulter | LDL cholesterol calibrator | 23805 | 20% | Maymedica d.o.o. | 105-16/24 | 14.10.2024 | 14.10.2025
Reagensi, izuzev za transfuziju | 404-1-110/24-44 | 226 | Reagensi za biohemijske analizatore AU480, AU640, AU680, DxC700AU, DxC600 (Beckman Coulter) | 79 | Lipaza | RGN214704 | pakovanje | 4 x 10 ml 4 x Lyo 4 x 3,3 ml 2 x Cal | Beckman Coulter | Lipase | 17721.5 | 20% | Maymedica d.o.o. | 105-16/24 | 14.10.2024 | 14.10.2025
Reagensi, izuzev za transfuziju | 404-1-110/24-44 | 226 | Reagensi za biohemijske analizatore AU480, AU640, AU680, DxC700AU, DxC600 (Beckman Coulter) | 80 | Magnezijum | RGN214705 | pakovanje | 4 x 40 ml | Beckman Coulter | Magnesium | 10764 | 20% | Maymedica d.o.o. | 105-16/24 | 14.10.2024 | 14.10.2025
Reagensi, izuzev za transfuziju | 404-1-110/24-44 | 226 | Reagensi za biohemijske analizatore AU480, AU640, AU680, DxC700AU, DxC600 (Beckman Coulter) | 81 | Mokraćna kiselina | RGN214706 | pakovanje | 4 x 30 ml 4 x 12,5 ml | Beckman Coulter | Uric acid | 28433.75 | 20% | Maymedica d.o.o. | 105-16/24 | 14.10.2024 | 14.10.2025
Reagensi, izuzev za transfuziju | 404-1-110/24-44 | 226 | Reagensi za biohemijske analizatore AU480, AU640, AU680, DxC700AU, DxC600 (Beckman Coulter) | 82 | Mokraćna kiselina | RGN214707 | pakovanje | 4 x 12 ml 4 x 5 ml | Beckman Coulter | Uric acid | 11373.5 | 20% | Maymedica d.o.o. | 105-16/24 | 14.10.2024 | 14.10.2025
Reagensi, izuzev za transfuziju | 404-1-110/24-44 | 226 | Reagensi za biohemijske analizatore AU480, AU640, AU680, DxC700AU, DxC600 (Beckman Coulter) | 83 | Reagens za alkohol | RGN214708 | pakovanje | 2 x 30 ml 2 x 14 ml | Siemens Healthcare Diagnostics | Emit II Plus Ethyl Alcohol Assay | 70753.75 | 20% | Maymedica d.o.o. | 105-16/24 | 14.10.2024 | 14.10.2025
Reagensi, izuzev za transfuziju | 404-1-110/24-44 | 226 | Reagensi za biohemijske analizatore AU480, AU640, AU680, DxC700AU, DxC600 (Beckman Coulter) | 84 | RF latex kalibrator set | RGN214709 | pakovanje | 5 x 1mL | Beckman Coulter | RF Latex Calibrator | 30417.5 | 20% | Maymedica d.o.o. | 105-16/24 | 14.10.2024 | 14.10.2025
Reagensi, izuzev za transfuziju | 404-1-110/24-44 | 226 | Reagensi za biohemijske analizatore AU480, AU640, AU680, DxC700AU, DxC600 (Beckman Coulter) | 85 | RF-reuma faktor | RGN214710 | pakovanje | 4 x 24 ml 4 x 8 ml | Beckman Coulter | RF Latex | 120347.5 | 20% | Maymedica d.o.o. | 105-16/24 | 14.10.2024 | 14.10.2025
Reagensi, izuzev za transfuziju | 404-1-110/24-44 | 226 | Reagensi za biohemijske analizatore AU480, AU640, AU680, DxC700AU, DxC600 (Beckman Coulter) | 86 | Fosfor | RGN214711 | pakovanje | 4 x 15 ml 4 x 15 ml | Beckman Coulter | Inorganic Phosphorus | 16637.05 | 20% | Maymedica d.o.o. | 105-16/24 | 14.10.2024 | 14.10.2025
Reagensi, izuzev za transfuziju | 404-1-110/24-44 | 226 | Reagensi za biohemijske analizatore AU480, AU640, AU680, DxC700AU, DxC600 (Beckman Coulter) | 87 | Serum Protein Multi Calibrator (ASO, C3, C4, CRP, ferritin, IgA, IgG, IgM, TRF) | RGN214712 | pakovanje | 6x2 mL | Beckman Coulter | Serum protein multi calibrator 1 | 54222.5 | 20% | Maymedica d.o.o. | 105-16/24 | 14.10.2024 | 14.10.2025
Reagensi, izuzev za transfuziju | 404-1-110/24-44 | 226 | Reagensi za biohemijske analizatore AU480, AU640, AU680, DxC700AU, DxC600 (Beckman Coulter) | 88 | System Serum kalibrator | RGN214713 | pakovanje | 20x5 ml | Beckman Coulter | System calibrator | 41089.5 | 20% | Maymedica d.o.o. | 105-16/24 | 14.10.2024 | 14.10.2025
Reagensi, izuzev za transfuziju | 404-1-110/24-44 | 226 | Reagensi za biohemijske analizatore AU480, AU640, AU680, DxC700AU, DxC600 (Beckman Coulter) | 89 | Transferin | RGN214714 | pakovanje | 4 x 7 ml 4 x 8 ml | Beckman Coulter | Transferrin | 127765 | 20% | Maymedica d.o.o. | 105-16/24 | 14.10.2024 | 14.10.2025
Reagensi, izuzev za transfuziju | 404-1-110/24-44 | 226 | Reagensi za biohemijske analizatore AU480, AU640, AU680, DxC700AU, DxC600 (Beckman Coulter) | 90 | Trigliceridi | RGN214715 | pakovanje | 4 x 20 ml 4 x 5 ml | Beckman Coulter | Triglyceride | 13446.72 | 20% | Maymedica d.o.o. | 105-16/24 | 14.10.2024 | 14.10.2025
Reagensi, izuzev za transfuziju | 404-1-110/24-44 | 226 | Reagensi za biohemijske analizatore AU480, AU640, AU680, DxC700AU, DxC600 (Beckman Coulter) | 91 | Trigliceridi | RGN214716 | pakovanje | 4 x 50 ml 4 x 12.5 ml | Beckman Coulter | Triglyceride | 34484.82 | 20% | Maymedica d.o.o. | 105-16/24 | 14.10.2024 | 14.10.2025
Reagensi, izuzev za transfuziju | 404-1-110/24-44 | 226 | Reagensi za biohemijske analizatore AU480, AU640, AU680, DxC700AU, DxC600 (Beckman Coulter) | 92 | UIBC | RGN214717 | pakovanje | 4 x 27ml 4 x 3 ml 4 x 6 ml 4 x 2 ml | Beckman Coulter | UIBC | 21160 | 20% | Maymedica d.o.o. | 105-16/24 | 14.10.2024 | 14.10.2025
Reagensi, izuzev za transfuziju | 404-1-110/24-44 | 226 | Reagensi za biohemijske analizatore AU480, AU640, AU680, DxC700AU, DxC600 (Beckman Coulter) | 93 | Ukupni proteini | RGN214718 | pakovanje | 4 x 25 ml 4 x 25 ml | Beckman Coulter | Total protein | 10315.5 | 20% | Maymedica d.o.o. | 105-16/24 | 14.10.2024 | 14.10.2025
Reagensi, izuzev za transfuziju | 404-1-110/24-44 | 226 | Reagensi za biohemijske analizatore AU480, AU640, AU680, DxC700AU, DxC600 (Beckman Coulter) | 94 | Ukupni proteini | RGN214719 | pakovanje | 4 x 48 ml 4 x 48 ml | Beckman Coulter | Total protein | 19805.76 | 20% | Maymedica d.o.o. | 105-16/24 | 14.10.2024 | 14.10.2025
Reagensi, izuzev za transfuziju | 404-1-110/24-44 | 226 | Reagensi za biohemijske analizatore AU480, AU640, AU680, DxC700AU, DxC600 (Beckman Coulter) | 95 | Urea | RGN214720 | pakovanje | 4 x 53 ml 4 x 53 ml | Beckman Coulter | Urea | 51402.93 | 20% | Maymedica d.o.o. | 105-16/24 | 14.10.2024 | 14.10.2025
Reagensi, izuzev za transfuziju | 404-1-110/24-44 | 226 | Reagensi za biohemijske analizatore AU480, AU640, AU680, DxC700AU, DxC600 (Beckman Coulter) | 96 | Urea | RGN214721 | pakovanje | 4 x 25 ml 4 x 25 ml | Beckman Coulter | Urea | 25910.42 | 20% | Maymedica d.o.o. | 105-16/24 | 14.10.2024 | 14.10.2025
Reagensi, izuzev za transfuziju | 404-1-110/24-44 | 226 | Reagensi za biohemijske analizatore AU480, AU640, AU680, DxC700AU, DxC600 (Beckman Coulter) | 97 | Wash solution | RGN214722 | pakovanje | 6x2000 ml | Beckman Coulter | Wash Solution | 34649.5 | 20% | Maymedica d.o.o. | 105-16/24 | 14.10.2024 | 14.10.2025
Reagensi, izuzev za transfuziju | 404-1-110/24-44 | 226 | Reagensi za biohemijske analizatore AU480, AU640, AU680, DxC700AU, DxC600 (Beckman Coulter) | 98 | Metotreksat kalibrator | RGN214723 | pakovanje | 6 x 2 mL | ARK Diagnostics | ARK Methotrexate Calibrator | 18091.8 | 20% | Maymedica d.o.o. | 105-16/24 | 14.10.2024 | 14.10.2025
Reagensi, izuzev za transfuziju | 404-1-110/24-44 | 226 | Reagensi za biohemijske analizatore AU480, AU640, AU680, DxC700AU, DxC600 (Beckman Coulter) | 99 | Metotreksat kontrola | RGN214724 | pakovanje | 6 x 2 mL | ARK Diagnostics | ARK Methotrexate Control | 31660.65 | 20% | Maymedica d.o.o. | 105-16/24 | 14.10.2024 | 14.10.2025
Reagensi, izuzev za transfuziju | 404-1-110/24-44 | 226 | Reagensi za biohemijske analizatore AU480, AU640, AU680, DxC700AU, DxC600 (Beckman Coulter) | 100 | Metotreksat pufer | RGN214725 | pakovanje | 1 x 25 ml | ARK Diagnostics | ARK Methotrexate Dilution Buffer | 21710.16 | 20% | Maymedica d.o.o. | 105-16/24 | 14.10.2024 | 14.10.2025
Reagensi, izuzev za transfuziju | 404-1-110/24-44 | 226 | Reagensi za biohemijske analizatore AU480, AU640, AU680, DxC700AU, DxC600 (Beckman Coulter) | 101 | Metotreksat reagens | RGN214726 | pakovanje | 1 x 16 ml 1 x 8 ml | ARK Diagnostics | ARK Methotrexate Assay | 128679.25 | 20% | Maymedica d.o.o. | 105-16/24 | 14.10.2024 | 14.10.2025
Reagensi, izuzev za transfuziju | 404-1-110/24-44 | 226 | Reagensi za biohemijske analizatore AU480, AU640, AU680, DxC700AU, DxC600 (Beckman Coulter) | 102 | Proteinin u urinu | RGN214727 | pakovanje | 4 x 19 ml 1 x 3 ml | Beckman Coulter | Urinary/CSF Protein | 12489 | 20% | Maymedica d.o.o. | 105-16/24 | 14.10.2024 | 14.10.2025
Reagensi, izuzev za transfuziju | 404-1-110/24-44 | 226 | Reagensi za biohemijske analizatore AU480, AU640, AU680, DxC700AU, DxC600 (Beckman Coulter) | 103 | Gvoždje | RGN214728 | pakovanje | 4 x 30 ml 4 x 30 ml | Beckman Coulter | Iron | 43910.22 | 20% | Maymedica d.o.o. | 105-16/24 | 14.10.2024 | 14.10.2025
Reagensi, izuzev za transfuziju | 404-1-110/24-44 | 226 | Reagensi za biohemijske analizatore AU480, AU640, AU680, DxC700AU, DxC600 (Beckman Coulter) | 104 | Kalcijum | RGN214729 | pakovanje | 4 x 29 ml | Beckman Coulter | Calcium Arsenazo | 61676.11 | 20% | Maymedica d.o.o. | 105-16/24 | 14.10.2024 | 14.10.2025
Reagensi, izuzev za transfuziju | 404-1-110/24-44 | 226 | Reagensi za biohemijske analizatore AU480, AU640, AU680, DxC700AU, DxC600 (Beckman Coulter) | 105 | Lipaza | RGN214730 | pakovanje | 4 x 30 ml 4 x Lyo 4 x 10 ml 2 x Cal | Beckman Coulter | Lipase | 62845.2 | 20% | Maymedica d.o.o. | 105-16/24 | 14.10.2024 | 14.10.2025
Reagensi, izuzev za transfuziju | 404-1-110/24-44 | 226 | Reagensi za biohemijske analizatore AU480, AU640, AU680, DxC700AU, DxC600 (Beckman Coulter) | 106 | Mokraćna kiselina | RGN214731 | pakovanje | 4 x 42,3 ml 4 x 17,7 ml | Beckman Coulter | Uric acid | 40034.72 | 20% | Maymedica d.o.o. | 105-16/24 | 14.10.2024 | 14.10.2025
Reagensi, izuzev za transfuziju | 404-1-110/24-44 | 226 | Reagensi za biohemijske analizatore AU480, AU640, AU680, DxC700AU, DxC600 (Beckman Coulter) | 107 | Kreatinin enzimski | RGN214732 | pakovanje | 4 x 45 ml 4 x 15 ml | Beckman Coulter | Creatinine enzymatic | 52073.44 | 20% | Maymedica d.o.o. | 105-16/24 | 14.10.2024 | 14.10.2025
Reagensi, izuzev za transfuziju | 404-1-110/24-44 | 226 | Reagensi za biohemijske analizatore AU480, AU640, AU680, DxC700AU, DxC600 (Beckman Coulter) | 108 | Alfa1 antitripsin | RGN214733 | pakovanje | 4 x 20 ml 4 x 6,5 ml | Beckman Coulter | Alfa1 antitripsin | 158700 | 20% | Maymedica d.o.o. | 105-16/24 | 14.10.2024 | 14.10.2025
Reagensi, izuzev za transfuziju | 404-1-110/24-44 | 226 | Reagensi za biohemijske analizatore AU480, AU640, AU680, DxC700AU, DxC600 (Beckman Coulter) | 109 | Haptoglobin | RGN214734 | pakovanje | 4 x 16,5 ml 4 x 4,5 ml | Beckman Coulter | Haptoglobin | 122992.5 | 20% | Maymedica d.o.o. | 105-16/24 | 14.10.2024 | 14.10.2025
Reagensi, izuzev za transfuziju | 404-1-110/24-44 | 226 | Reagensi za biohemijske analizatore AU480, AU640, AU680, DxC700AU, DxC600 (Beckman Coulter) | 110 | Carbamazepin | RGN214735 | pakovanje | 2 x 23 ml 2 x 13 ml | Siemens Healthcare Diagnostics | Emit 2000 Carbamazepine Assay | 148120 | 20% | Maymedica d.o.o. | 105-16/24 | 14.10.2024 | 14.10.2025
Reagensi, izuzev za transfuziju | 404-1-110/24-44 | 226 | Reagensi za biohemijske analizatore AU480, AU640, AU680, DxC700AU, DxC600 (Beckman Coulter) | 111 | Valproic acid | RGN214736 | pakovanje | 2 x 31 ml 2 x 17 ml | Siemens Healthcare Diagnostics | Emit 2000 Valproic acid Assay | 145475 | 20% | Maymedica d.o.o. | 105-16/24 | 14.10.2024 | 14.10.2025
Reagensi, izuzev za transfuziju | 404-1-110/24-44 | 226 | Reagensi za biohemijske analizatore AU480, AU640, AU680, DxC700AU, DxC600 (Beckman Coulter) | 112 | Vankomicin reagens | RGN214737 | pakovanje | 2 x 32 ml 2 x 16 ml | Siemens Healthcare Diagnostics | Emit 2000 Vancomycin Assay | 120347.5 | 20% | Maymedica d.o.o. | 105-16/24 | 14.10.2024 | 14.10.2025
Reagensi, izuzev za transfuziju | 404-1-110/24-44 | 226 | Reagensi za biohemijske analizatore AU480, AU640, AU680, DxC700AU, DxC600 (Beckman Coulter) | 113 | Vankomicin kalibrator | RGN214738 | pakovanje | 1x5mL, 5x2mL | Siemens Healthcare Diagnostics | Emit 2000 Vancomycin Calibrators | 74060 | 20% | Maymedica d.o.o. | 105-16/24 | 14.10.2024 | 14.10.2025
Reagensi, izuzev za transfuziju | 404-1-110/24-44 | 226 | Reagensi za biohemijske analizatore AU480, AU640, AU680, DxC700AU, DxC600 (Beckman Coulter) | 114 | Teofilin | RGN214739 | pakovanje | 2 x 23 ml 2 x 13 ml | Siemens Healthcare Diagnostics | Emit 2000 Theophylline Assay | 114621.08 | 20% | Maymedica d.o.o. | 105-16/24 | 14.10.2024 | 14.10.2025
Reagensi, izuzev za transfuziju | 404-1-110/24-44 | 226 | Reagensi za biohemijske analizatore AU480, AU640, AU680, DxC700AU, DxC600 (Beckman Coulter) | 115 | Teofilin kalibrator | RGN214740 | pakovanje | 1x5mL, 5x2mL | Siemens Healthcare Diagnostics | Emit 2000 Theophylline Calibrators | 72902.81 | 20% | Maymedica d.o.o. | 105-16/24 | 14.10.2024 | 14.10.2025
Reagensi, izuzev za transfuziju | 404-1-110/24-44 | 226 | Reagensi za biohemijske analizatore AU480, AU640, AU680, DxC700AU, DxC600 (Beckman Coulter) | 116 | Amonijak | RGN214741 | pakovanje | 2 x 16 ml + 1x3 ml | Thermo Fisher Scientific | Infinity Ammonia Reagent | 115057.5 | 20% | Maymedica d.o.o. | 105-16/24 | 14.10.2024 | 14.10.2025
Reagensi, izuzev za transfuziju | 404-1-110/24-44 | 226 | Reagensi za biohemijske analizatore AU480, AU640, AU680, DxC700AU, DxC600 (Beckman Coulter) | 117 | Litijum | RGN214742 | pakovanje | 2 x 10 ml 2 x 5 ml | Instrumentation Laboratory | Lithium | 46287.5 | 20% | Maymedica d.o.o. | 105-16/24 | 14.10.2024 | 14.10.2025
Reagensi, izuzev za transfuziju | 404-1-110/24-44 | 226 | Reagensi za biohemijske analizatore AU480, AU640, AU680, DxC700AU, DxC600 (Beckman Coulter) | 118 | Referril E -kalibrator za litijum | RGN214743 | pakovanje | 2 x 3 mL | Instrumentation Laboratory | Referril E | 10580 | 20% | Maymedica d.o.o. | 105-16/24 | 14.10.2024 | 14.10.2025
Reagensi, izuzev za transfuziju | 404-1-110/24-44 | 226 | Reagensi za biohemijske analizatore AU480, AU640, AU680, DxC700AU, DxC600 (Beckman Coulter) | 119 | Serum Protein Multi Calibrator 2 (AAG, AAT, B2M, CER, HPT) | RGN214744 | pakovanje | 5x2mL | Beckman Coulter | Serum protein multi calibrator 2 | 57832.93 | 20% | Maymedica d.o.o. | 105-16/24 | 14.10.2024 | 14.10.2025
Reagensi, izuzev za transfuziju | 404-1-110/24-44 | 226 | Reagensi za biohemijske analizatore AU480, AU640, AU680, DxC700AU, DxC600 (Beckman Coulter) | 120 | Lactate | RGN214745 | pakovanje | 4 10 ml 4 x Lyo | Beckman Coulter | Lactate | 29095 | 20% | Maymedica d.o.o. | 105-16/24 | 14.10.2024 | 14.10.2025
Reagensi, izuzev za transfuziju | 404-1-110/24-44 | 226 | Reagensi za biohemijske analizatore AU480, AU640, AU680, DxC700AU, DxC600 (Beckman Coulter) | 121 | LIH | RGN214746 | pakovanje | 16 x 48 mL | Beckman Coulter | LIH | 58190 | 20% | Maymedica d.o.o. | 105-16/24 | 14.10.2024 | 14.10.2025
Reagensi, izuzev za transfuziju | 404-1-110/24-44 | 226 | Reagensi za biohemijske analizatore AU480, AU640, AU680, DxC700AU, DxC600 (Beckman Coulter) | 122 | CRP latex control serum | RGN214747 | pakovanje | 2x2x3 ml | Beckman Coulter | CRP latex Control serum | 68307.13 | 20% | Maymedica d.o.o. | 105-16/24 | 14.10.2024 | 14.10.2025
Reagensi, izuzev za transfuziju | 404-1-110/24-44 | 226 | Reagensi za biohemijske analizatore AU480, AU640, AU680, DxC700AU, DxC600 (Beckman Coulter) | 123 | AST | RGN214748 | pakovanje | 4 x 50 ml 4 x 50 ml | Beckman Coulter | AST | 63247.24 | 20% | Maymedica d.o.o. | 105-16/24 | 14.10.2024 | 14.10.2025
Reagensi, izuzev za transfuziju | 404-1-110/24-44 | 226 | Reagensi za biohemijske analizatore AU480, AU640, AU680, DxC700AU, DxC600 (Beckman Coulter) | 124 | Wash solution | RGN214749 | pakovanje | 4 x 5 L | Beckman Coulter | Wash Solution | 59644.75 | 20% | Maymedica d.o.o. | 105-16/24 | 14.10.2024 | 14.10.2025
Reagensi, izuzev za transfuziju | 404-1-110/24-44 | 226 | Reagensi za biohemijske analizatore AU480, AU640, AU680, DxC700AU, DxC600 (Beckman Coulter) | 125 | HbA1c Advanced | RGN214750 | pakovanje | 2 x 41.4 mL/2 x 9.9 mL/2x 38.3 mL/ 2 x 54.5 mL/kalibratori | Beckman Coulter | HbA1c Advanced | 158038.75 | 20% | Maymedica d.o.o. | 105-16/24 | 14.10.2024 | 14.10.2025
Reagensi, izuzev za transfuziju | 404-1-110/24-44 | 226 | Reagensi za biohemijske analizatore AU480, AU640, AU680, DxC700AU, DxC600 (Beckman Coulter) | 126 | Mioglobin kal. | RGN214751 | pakovanje | 4 x 2 ml | Beckman Coulter | Myoglobin calibrator | 20409.51 | 20% | Maymedica d.o.o. | 105-16/24 | 14.10.2024 | 14.10.2025
Reagensi, izuzev za transfuziju | 404-1-110/24-44 | 226 | Reagensi za biohemijske analizatore AU480, AU640, AU680, DxC700AU, DxC600 (Beckman Coulter) | 127 | Mioglobin reagens | RGN214752 | pakovanje | 4 x 12 mL/ 4 x 9 mL | Beckman Coulter | Myoglobin | 94505.16 | 20% | Maymedica d.o.o. | 105-16/24 | 14.10.2024 | 14.10.2025
Reagensi, izuzev za transfuziju | 404-1-110/24-44 | 226 | Reagensi za biohemijske analizatore AU480, AU640, AU680, DxC700AU, DxC600 (Beckman Coulter) | 128 | Benzodazepine reagens | RGN214753 | pakovanje | 2 x 31 mL/2 x 15 mL | Siemens Healthcare Diagnostics | Emit 2000 Benzodiazepine Assay | 134895 | 20% | Maymedica d.o.o. | 105-16/24 | 14.10.2024 | 14.10.2025
Reagensi, izuzev za transfuziju | 404-1-110/24-44 | 226 | Reagensi za biohemijske analizatore AU480, AU640, AU680, DxC700AU, DxC600 (Beckman Coulter) | 129 | Albumin | RGN214754 | pakovanje | 4 x 54 mL | Beckman Coulter | Albumin | 14064.96 | 20% | Maymedica d.o.o. | 105-16/24 | 14.10.2024 | 14.10.2025
Reagensi, izuzev za transfuziju | 404-1-110/24-44 | 226 | Reagensi za biohemijske analizatore AU480, AU640, AU680, DxC700AU, DxC600 (Beckman Coulter) | 130 | ALP | RGN214755 | pakovanje | 4 x 53 mL/ 4 x 53 mL | Beckman Coulter | ALP | 41650.82 | 20% | Maymedica d.o.o. | 105-16/24 | 14.10.2024 | 14.10.2025
Reagensi, izuzev za transfuziju | 404-1-110/24-44 | 226 | Reagensi za biohemijske analizatore AU480, AU640, AU680, DxC700AU, DxC600 (Beckman Coulter) | 131 | Beta 2 mikroglobulin | RGN214756 | pakovanje | 4 x 10 mL/ 4 x 8 mL | Beckman Coulter | Beta 2 mikroglobulin | 284669.28 | 20% | Maymedica d.o.o. | 105-16/24 | 14.10.2024 | 14.10.2025
Reagensi, izuzev za transfuziju | 404-1-110/24-44 | 226 | Reagensi za biohemijske analizatore AU480, AU640, AU680, DxC700AU, DxC600 (Beckman Coulter) | 132 | Ceruoplazmin | RGN214757 | pakovanje | 4 x 18 mL/ 4 x 5 mL | Beckman Coulter | Ceruloplasmin | 113850 | 20% | Maymedica d.o.o. | 105-16/24 | 14.10.2024 | 14.10.2025
Reagensi, izuzev za transfuziju | 404-1-110/24-44 | 226 | Reagensi za biohemijske analizatore AU480, AU640, AU680, DxC700AU, DxC600 (Beckman Coulter) | 133 | Acid phosphatase | RGN214759 | pakovanje | 6 x 20 mL/1x3 ml | Sentinel CH. S.p.A | Acid Phosphatase | 24745.93 | 20% | Maymedica d.o.o. | 105-16/24 | 14.10.2024 | 14.10.2025
Reagensi, izuzev za transfuziju | 404-1-110/24-44 | 226 | Reagensi za biohemijske analizatore AU480, AU640, AU680, DxC700AU, DxC600 (Beckman Coulter) | 134 | Total Bile Acids Control Set | RGN214760 | pakovanje | 2 x (2 x 3 mL) | Sentinel CH. S.p.A | Total Bile Acids Control Set | 70840 | 20% | Maymedica d.o.o. | 105-16/24 | 14.10.2024 | 14.10.2025
Reagensi, izuzev za transfuziju | 404-1-110/24-44 | 226 | Reagensi za biohemijske analizatore AU480, AU640, AU680, DxC700AU, DxC600 (Beckman Coulter) | 135 | Total Bile Acids | RGN214761 | pakovanje | 5 x 10 mL/ 2 x 9 mL/ kalibrator | Sentinel CH. S.p.A | Total Bile Acids Reagent | 149270 | 20% | Maymedica d.o.o. | 105-16/24 | 14.10.2024 | 14.10.2025
Reagensi, izuzev za transfuziju | 404-1-110/24-44 | 226 | Reagensi za biohemijske analizatore AU480, AU640, AU680, DxC700AU, DxC600 (Beckman Coulter) | 136 | Fruktozamin | RGN214762 | pakovanje | 3 x 13 mL/3 x 4 mL | Sentinel CH. S.p.A | Fructosamine Reagent | 108790 | 20% | Maymedica d.o.o. | 105-16/24 | 14.10.2024 | 14.10.2025
Reagensi, izuzev za transfuziju | 404-1-110/24-44 | 226 | Reagensi za biohemijske analizatore AU480, AU640, AU680, DxC700AU, DxC600 (Beckman Coulter) | 137 | Fruktozamin kontrola | RGN214763 | pakovanje | 2 x (3 x 1 mL) | Sentinel CH. S.p.A | Fructosamine Control | 69575 | 20% | Maymedica d.o.o. | 105-16/24 | 14.10.2024 | 14.10.2025
Reagensi, izuzev za transfuziju | 404-1-110/24-44 | 226 | Reagensi za biohemijske analizatore AU480, AU640, AU680, DxC700AU, DxC600 (Beckman Coulter) | 138 | Fruktozamin kalibrator | RGN214764 | pakovanje | 3 x 1 mL | Sentinel CH. S.p.A | Fructosamine Calibrator | 31670.54 | 20% | Maymedica d.o.o. | 105-16/24 | 14.10.2024 | 14.10.2025
Reagensi, izuzev za transfuziju | 404-1-110/24-44 | 226 | Reagensi za biohemijske analizatore AU480, AU640, AU680, DxC700AU, DxC600 (Beckman Coulter) | 139 | ACE Liquid | RGN214765 | pakovanje | 2 x 20 mL | Sentinel CH. S.p.A | ACE Liquid | 75900 | 20% | Maymedica d.o.o. | 105-16/24 | 14.10.2024 | 14.10.2025
Reagensi, izuzev za transfuziju | 404-1-110/24-44 | 226 | Reagensi za biohemijske analizatore AU480, AU640, AU680, DxC700AU, DxC600 (Beckman Coulter) | 140 | ACE Calibrator | RGN214766 | pakovanje | 3 x 1 mL | Sentinel CH. S.p.A | ACE Calibrator | 25300 | 20% | Maymedica d.o.o. | 105-16/24 | 14.10.2024 | 14.10.2025
Reagensi, izuzev za transfuziju | 404-1-110/24-44 | 226 | Reagensi za biohemijske analizatore AU480, AU640, AU680, DxC700AU, DxC600 (Beckman Coulter) | 141 | ACE Control | RGN214767 | pakovanje | 2 x (3 x 1 mL) | Sentinel CH. S.p.A | ACE Control | 51865 | 20% | Maymedica d.o.o. | 105-16/24 | 14.10.2024 | 14.10.2025
Reagensi, izuzev za transfuziju | 404-1-110/24-44 | 226 | Reagensi za biohemijske analizatore AU480, AU640, AU680, DxC700AU, DxC600 (Beckman Coulter) | 142 | Homocysteine reagent | RGN214768 | pakovanje | 1 x 30 mL/ 1 x 5 mL/ kalibrator | Axis- Shield Diagnostics Limited | Axis- Shield Liquid Stable Homocysteine Reagent | 163012.5 | 20% | Maymedica d.o.o. | 105-16/24 | 14.10.2024 | 14.10.2025
Reagensi, izuzev za transfuziju | 404-1-110/24-44 | 226 | Reagensi za biohemijske analizatore AU480, AU640, AU680, DxC700AU, DxC600 (Beckman Coulter) | 143 | Homocysteine control | RGN214769 | pakovanje | 3 x 1,5 mL | Axis- Shield Diagnostics Limited | Axis- Shield Homocysteine Control Kit | 25357.5 | 20% | Maymedica d.o.o. | 105-16/24 | 14.10.2024 | 14.10.2025
Reagensi, izuzev za transfuziju | 404-1-110/24-44 | 226 | Reagensi za biohemijske analizatore AU480, AU640, AU680, DxC700AU, DxC600 (Beckman Coulter) | 144 | Na elektroda | RGN214770 | pakovanje | 1 komad | Beckman Coulter | Na electrode | 74060 | 20% | Maymedica d.o.o. | 105-16/24 | 14.10.2024 | 14.10.2025
Reagensi, izuzev za transfuziju | 404-1-110/24-44 | 226 | Reagensi za biohemijske analizatore AU480, AU640, AU680, DxC700AU, DxC600 (Beckman Coulter) | 145 | K elektroda | RGN214771 | pakovanje | 1 komad | Beckman Coulter | K electrode | 74060 | 20% | Maymedica d.o.o. | 105-16/24 | 14.10.2024 | 14.10.2025
Reagensi, izuzev za transfuziju | 404-1-110/24-44 | 226 | Reagensi za biohemijske analizatore AU480, AU640, AU680, DxC700AU, DxC600 (Beckman Coulter) | 146 | Cl elektroda | RGN214772 | pakovanje | 1 komad | Beckman Coulter | Cl electrode | 74060 | 20% | Maymedica d.o.o. | 105-16/24 | 14.10.2024 | 14.10.2025
Reagensi, izuzev za transfuziju | 404-1-110/24-44 | 226 | Reagensi za biohemijske analizatore AU480, AU640, AU680, DxC700AU, DxC600 (Beckman Coulter) | 147 | Referentna elektroda | RGN214773 | pakovanje | 1 komad | Beckman Coulter | REF electrode | 165312.5 | 20% | Maymedica d.o.o. | 105-16/24 | 14.10.2024 | 14.10.2025
Reagensi, izuzev za transfuziju | 404-1-110/24-44 | 226 | Reagensi za biohemijske analizatore AU480, AU640, AU680, DxC700AU, DxC600 (Beckman Coulter) | 148 | Pankreasna amilaza | RGN214774 | pakovanje | 2 x 40 mL/ 2 x 11 mL | Sentinel CH. S.p.A | Pancreatic amylase | 101589.62 | 20% | Maymedica d.o.o. | 105-16/24 | 14.10.2024 | 14.10.2025
Reagensi, izuzev za transfuziju | 404-1-110/24-44 | 226 | Reagensi za biohemijske analizatore AU480, AU640, AU680, DxC700AU, DxC600 (Beckman Coulter) | 149 | Clin Chem Cal | RGN214775 | pakovanje | 4 x 3 mL | Sentinel CH. S.p.A | Clin Chem Calibrator | 35886.04 | 20% | Maymedica d.o.o. | 105-16/24 | 14.10.2024 | 14.10.2025
Reagensi, izuzev za transfuziju | 404-1-110/24-44 | 226 | Reagensi za biohemijske analizatore AU480, AU640, AU680, DxC700AU, DxC600 (Beckman Coulter) | 150 | Apo A1 | RGN214776 | pakovanje | 4 x 13 mL/4 x 13 mL | Beckman Coulter | APO A1 | 115718.75 | 20% | Maymedica d.o.o. | 105-16/24 | 14.10.2024 | 14.10.2025
Reagensi, izuzev za transfuziju | 404-1-110/24-44 | 226 | Reagensi za biohemijske analizatore AU480, AU640, AU680, DxC700AU, DxC600 (Beckman Coulter) | 151 | Apo B | RGN214777 | pakovanje | 4 x 13 mL/4 x 7 mL | Beckman Coulter | APO B | 115718.75 | 20% | Maymedica d.o.o. | 105-16/24 | 14.10.2024 | 14.10.2025
Reagensi, izuzev za transfuziju | 404-1-110/24-44 | 226 | Reagensi za biohemijske analizatore AU480, AU640, AU680, DxC700AU, DxC600 (Beckman Coulter) | 152 | KONTROLA SINHRON MULTI | RGN214359 | pakovanje | L1 2x20ml+ L2 2x20 ml+ L3 2x20 ml | Beckman Coulter | Vigil Protein Control | 29026 | 20% | Maymedica d.o.o. | 105-16/24 | 14.10.2024 | 14.10.2025
Reagensi, izuzev za transfuziju | 404-1-110/24-44 | 226 | Reagensi za biohemijske analizatore AU480, AU640, AU680, DxC700AU, DxC600 (Beckman Coulter) | 153 | Diazyme Human Kappa/Lambda Free Light Chain Control Set | RGN233300 | pakovanje | 2 x 3 mL | Diazyme | Diazyme Human Kappa/Lambda Free Light Chain Control Set | 30364.6 | 20% | Maymedica d.o.o. | 105-16/24 | 14.10.2024 | 14.10.2025
Reagensi, izuzev za transfuziju | 404-1-110/24-44 | 226 | Reagensi za biohemijske analizatore AU480, AU640, AU680, DxC700AU, DxC600 (Beckman Coulter) | 154 | Diazyme Human Lambda Free Light Chain Assay | RGN233301 | pakovanje | 1 x 22 mL, 1 x 7 mL; Cal: 5 x 1,5 mL. | Diazyme | Diazyme Human Lambda Free Light Chain Assay | 155025.75 | 20% | Maymedica d.o.o. | 105-16/24 | 14.10.2024 | 14.10.2025
Reagensi, izuzev za transfuziju | 404-1-110/24-44 | 226 | Reagensi za biohemijske analizatore AU480, AU640, AU680, DxC700AU, DxC600 (Beckman Coulter) | 155 | PM Kit 480/680/700 | RGN233302 | pakovanje | 1 set | Beckman Coulter | PM Kit 480/680/700 | 43833.47 | 20% | Maymedica d.o.o. | 105-16/24 | 14.10.2024 | 14.10.2025
Reagensi, izuzev za transfuziju | 404-1-110/24-44 | 226 | Reagensi za biohemijske analizatore AU480, AU640, AU680, DxC700AU, DxC600 (Beckman Coulter) | 156 | Halogen lamp DC12V, 100W | RGN233303 | pakovanje | 1 komad | Beckman Coulter | Halogen lamp DC12V, 100W | 21722.83 | 20% | Maymedica d.o.o. | 105-16/24 | 14.10.2024 | 14.10.2025
Reagensi, izuzev za transfuziju | 404-1-110/24-44 | 226 | Reagensi za biohemijske analizatore AU480, AU640, AU680, DxC700AU, DxC600 (Beckman Coulter) | 157 | PM Kit 5800 2-5 | RGN233304 | pakovanje | 1 set | Beckman Coulter | PM Kit 5800 2-5 | 48110.92 | 20% | Maymedica d.o.o. | 105-16/24 | 14.10.2024 | 14.10.2025
Reagensi, izuzev za transfuziju | 404-1-110/24-44 | 226 | Reagensi za biohemijske analizatore AU480, AU640, AU680, DxC700AU, DxC600 (Beckman Coulter) | 158 | ISE TUBING 5800 | RGN233305 | pakovanje | 1 set | Beckman Coulter | ISE TUBING 5800 | 12075 | 20% | Maymedica d.o.o. | 105-16/24 | 14.10.2024 | 14.10.2025
Reagensi, izuzev za transfuziju | 404-1-110/24-44 | 226 | Reagensi za biohemijske analizatore AU480, AU640, AU680, DxC700AU, DxC600 (Beckman Coulter) | 159 | MBAR S/L 480/680/700 | RGN233306 | pakovanje | 1 set | Beckman Coulter | MBAR S/L 480/680/700 | 20742.55 | 20% | Maymedica d.o.o. | 105-16/24 | 14.10.2024 | 14.10.2025
Reagensi, izuzev za transfuziju | 404-1-110/24-44 | 226 | Reagensi za biohemijske analizatore AU480, AU640, AU680, DxC700AU, DxC600 (Beckman Coulter) | 160 | MBAR S/L 5800 | RGN233307 | pakovanje | 1 set | Beckman Coulter | MBAR S/L 5800 | 40250 | 20% | Maymedica d.o.o. | 105-16/24 | 14.10.2024 | 14.10.2025
Reagensi, izuzev za transfuziju | 404-1-110/24-44 | 226 | Reagensi za biohemijske analizatore AU480, AU640, AU680, DxC700AU, DxC600 (Beckman Coulter) | 161 | PROBE S/R | RGN233308 | pakovanje | 1 komad | Beckman Coulter | PROBE S/R | 18716.94 | 20% | Maymedica d.o.o. | 105-16/24 | 14.10.2024 | 14.10.2025
Reagensi, izuzev za transfuziju | 404-1-110/24-44 | 226 | Reagensi za biohemijske analizatore AU480, AU640, AU680, DxC700AU, DxC600 (Beckman Coulter) | 162 | IgE | RGN233309 | pakovanje | 1 x 41.5 mL; 1 x 15.5 mL; cal 6 x 2 mL | Beckman Coulter | IgE | 126500 | 20% | Maymedica d.o.o. | 105-16/24 | 14.10.2024 | 14.10.2025
Reagensi, izuzev za transfuziju | 404-1-110/24-44 | 226 | Reagensi za biohemijske analizatore AU480, AU640, AU680, DxC700AU, DxC600 (Beckman Coulter) | 163 | Apo A and B calibrator | RGN233310 | pakovanje | 5 x 2 mL | Beckman Coulter | Apo A and B calibrator | 51175 | 20% | Maymedica d.o.o. | 105-16/24 | 14.10.2024 | 14.10.2025
Reagensi, izuzev za transfuziju | 404-1-110/24-44 | 226 | Reagensi za biohemijske analizatore AU480, AU640, AU680, DxC700AU, DxC600 (Beckman Coulter) | 164 | Prealbumin | RGN233311 | pakovanje | 4 x 15 mL, 4 x 6.5 mL | Beckman Coulter | Prealbumin | 150880 | 20% | Maymedica d.o.o. | 105-16/24 | 14.10.2024 | 14.10.2025
Reagensi, izuzev za transfuziju | 404-1-110/24-44 | 226 | Reagensi za biohemijske analizatore AU480, AU640, AU680, DxC700AU, DxC600 (Beckman Coulter) | 165 | Alpha-1- acidglycoprotein | RGN233312 | pakovanje | 4 x 20 mL, 4 x 4.5 mL | Beckman Coulter | Alpha-1- acidglycoprotein | 127305 | 20% | Maymedica d.o.o. | 105-16/24 | 14.10.2024 | 14.10.2025
Reagensi, izuzev za transfuziju | 404-1-110/24-44 | 226 | Reagensi za biohemijske analizatore AU480, AU640, AU680, DxC700AU, DxC600 (Beckman Coulter) | 166 | Diazyme Human Kappa Free Light Chain Assay | RGN233313 | pakovanje | 1 x 22mL, 1 x 7 mL; Cal: 5 x 1,5 mL | Diazyme | Diazyme Human Kappa Free Light Chain Assay | 155025.75 | 20% | Maymedica d.o.o. | 105-16/24 | 14.10.2024 | 14.10.2025
Reagensi, izuzev za transfuziju | 404-1-110/24-44 | 227 | Reagensi za analizatore model Autolyzer i Autolyzer 450 | 1 | Diacon kontrola za urine | RGN214778 | pakovanje | 1x5ml | Dialab G.m.b.H. | Diacon Urine Level 1 1x5ml | 1980 | 20% | Yunycom d.o.o. | 105-26/24 | 08.10.2024 | 08.10.2025
Reagensi, izuzev za transfuziju | 404-1-110/24-44 | 227 | Reagensi za analizatore model Autolyzer i Autolyzer 450 | 2 | Albumin BCG | RGN214779 | pakovanje | 5x100ml | Dialab G.m.b.H. | Albumin BCG, 5x100ml | 6600 | 20% | Yunycom d.o.o. | 105-26/24 | 08.10.2024 | 08.10.2025
Reagensi, izuzev za transfuziju | 404-1-110/24-44 | 227 | Reagensi za analizatore model Autolyzer i Autolyzer 450 | 3 | Alfa-amylase | RGN214780 | pakovanje | 5x50ml | Dialab G.m.b.H. | Alpha-amylase CNP-G3, 5x50ml | 46750 | 20% | Yunycom d.o.o. | 105-26/24 | 08.10.2024 | 08.10.2025
Reagensi, izuzev za transfuziju | 404-1-110/24-44 | 227 | Reagensi za analizatore model Autolyzer i Autolyzer 450 | 4 | Alkaline Cuvette cleaner | RGN214781 | pakovanje | 1 L | BIOANALYTICA d.o.o. | Alkaline Cuvete Cleaner 1 L | 71520 | 20% | Yunycom d.o.o. | 105-26/24 | 08.10.2024 | 08.10.2025
Reagensi, izuzev za transfuziju | 404-1-110/24-44 | 227 | Reagensi za analizatore model Autolyzer i Autolyzer 450 | 5 | Alkaline Phosphatase, mod IFCC | RGN214782 | pakovanje | 5x50 ml. | Dialab G.m.b.H. | Alkaline phosphatase mod.IFCC, R1 4x50ml/ R2 1x50ml | 13450 | 20% | Yunycom d.o.o. | 105-26/24 | 08.10.2024 | 08.10.2025
Reagensi, izuzev za transfuziju | 404-1-110/24-44 | 227 | Reagensi za analizatore model Autolyzer i Autolyzer 450 | 6 | Alkaline Phosphatase,mod.IFCC | RGN214783 | pakovanje | 5 x100 ml | Dialab G.m.b.H. | Alkaline phosphatase mod.IFCC, R1 4x100ml/ R2 1x100ml | 17710 | 20% | Yunycom d.o.o. | 105-26/24 | 08.10.2024 | 08.10.2025
Reagensi, izuzev za transfuziju | 404-1-110/24-44 | 227 | Reagensi za analizatore model Autolyzer i Autolyzer 450 | 7 | Alkohol u krvi | RGN214784 | pakovanje | 250 testova | Dialab G.m.b.H. | Ethanol, Enzymatic, UV, 4x10mlR1, 1x10mlR2 | 35420 | 20% | Yunycom d.o.o. | 105-26/24 | 08.10.2024 | 08.10.2025
Reagensi, izuzev za transfuziju | 404-1-110/24-44 | 227 | Reagensi za analizatore model Autolyzer i Autolyzer 450 | 8 | ALT | RGN214785 | pakovanje | 5x100ml | Dialab G.m.b.H. | GPT (ALT) mod. IFCC, R1 4x100ml/ R2 1x100ml | 22440 | 20% | Yunycom d.o.o. | 105-26/24 | 08.10.2024 | 08.10.2025
Reagensi, izuzev za transfuziju | 404-1-110/24-44 | 227 | Reagensi za analizatore model Autolyzer i Autolyzer 450 | 9 | AST | RGN214786 | pakovanje | 5x100ml | Dialab G.m.b.H. | GOT (AST) mod. IFCC, R1 4x100ml/ R2 1x100ml | 22440 | 20% | Yunycom d.o.o. | 105-26/24 | 08.10.2024 | 08.10.2025
Reagensi, izuzev za transfuziju | 404-1-110/24-44 | 227 | Reagensi za analizatore model Autolyzer i Autolyzer 450 | 10 | Bilirubin direktni | RGN214787 | pakovanje | 5X100 ml | Dialab G.m.b.H. | Bilirubin auto direct DCA, R1 4x100ml/ R2 1x100ml | 26180 | 20% | Yunycom d.o.o. | 105-26/24 | 08.10.2024 | 08.10.2025
Reagensi, izuzev za transfuziju | 404-1-110/24-44 | 227 | Reagensi za analizatore model Autolyzer i Autolyzer 450 | 11 | Bilirubin ukupni | RGN233314 | pakovanje | 5X100 ml | Dialab G.m.b.H. | Bilirubin auto total DCA, R1 4x100ml/ R2 1x100ml | 23160 | 20% | Yunycom d.o.o. | 105-26/24 | 08.10.2024 | 08.10.2025
Reagensi, izuzev za transfuziju | 404-1-110/24-44 | 227 | Reagensi za analizatore model Autolyzer i Autolyzer 450 | 12 | CK-MB | RGN214789 | pakovanje | 5x25 ml. | Dialab G.m.b.H. | CK-MB opt.DGKC/IFCC, R1 4x25ml/ R2 1x25ml | 22020 | 20% | Yunycom d.o.o. | 105-26/24 | 08.10.2024 | 08.10.2025
Reagensi, izuzev za transfuziju | 404-1-110/24-44 | 227 | Reagensi za analizatore model Autolyzer i Autolyzer 450 | 13 | CK-NAC | RGN214790 | pakovanje | 5x50 ml. | Dialab G.m.b.H. | CK-NAC opt.DGKC/IFCC, R1 4x50ml/ R2 1x50ml | 51700 | 20% | Yunycom d.o.o. | 105-26/24 | 08.10.2024 | 08.10.2025
Reagensi, izuzev za transfuziju | 404-1-110/24-44 | 227 | Reagensi za analizatore model Autolyzer i Autolyzer 450 | 14 | CRP | RGN233315 | pakovanje | 1x10 ml. + 5x25 ml. | Dialab G.m.b.H. | CRP 1x10ml Antibody reagent, 5x25ml PEG4 Buffer | 23280 | 20% | Yunycom d.o.o. | 105-26/24 | 08.10.2024 | 08.10.2025
Reagensi, izuzev za transfuziju | 404-1-110/24-44 | 227 | Reagensi za analizatore model Autolyzer i Autolyzer 450 | 15 | CRP kalibrator 5-nivoa | RGN233316 | pakovanje | 5x1ml | Dialab G.m.b.H. | CRP Calibrator 5-Level Series 5x1ml | 40590 | 20% | Yunycom d.o.o. | 105-26/24 | 08.10.2024 | 08.10.2025
Reagensi, izuzev za transfuziju | 404-1-110/24-44 | 227 | Reagensi za analizatore model Autolyzer i Autolyzer 450 | 16 | CRP kontrola High | RGN233317 | pakovanje | 1x5ml | Dialab G.m.b.H. | CRP Control High 1x5 mL | 19750 | 20% | Yunycom d.o.o. | 105-26/24 | 08.10.2024 | 08.10.2025
Reagensi, izuzev za transfuziju | 404-1-110/24-44 | 227 | Reagensi za analizatore model Autolyzer i Autolyzer 450 | 17 | CRP kontrola Low | RGN233318 | pakovanje | 1x5ml | Dialab G.m.b.H. | CRP Control Low 1x5 mL | 19750 | 20% | Yunycom d.o.o. | 105-26/24 | 08.10.2024 | 08.10.2025
Reagensi, izuzev za transfuziju | 404-1-110/24-44 | 227 | Reagensi za analizatore model Autolyzer i Autolyzer 450 | 18 | Cuvettes washing solution | RGN214795 | pakovanje | 1x1000ml | Dialab G.m.b.H. | Cuvette washing solution 1x1000mL | 32540 | 20% | Yunycom d.o.o. | 105-26/24 | 08.10.2024 | 08.10.2025
Reagensi, izuzev za transfuziju | 404-1-110/24-44 | 227 | Reagensi za analizatore model Autolyzer i Autolyzer 450 | 20 | Diacal Auto | RGN214797 | pakovanje | 1x3ml | Dialab G.m.b.H. | Diacal Auto, 1x3ml | 4400 | 20% | Yunycom d.o.o. | 105-26/24 | 08.10.2024 | 08.10.2025
Reagensi, izuzev za transfuziju | 404-1-110/24-44 | 227 | Reagensi za analizatore model Autolyzer i Autolyzer 450 | 21 | Diacon N (kontrolni serum normal) | RGN214798 | komad | 1x5ml | Dialab G.m.b.H. | Diacon N (Control serum normal), 1x5ml | 4950 | 20% | Yunycom d.o.o. | 105-26/24 | 08.10.2024 | 08.10.2025
Reagensi, izuzev za transfuziju | 404-1-110/24-44 | 227 | Reagensi za analizatore model Autolyzer i Autolyzer 450 | 22 | Diacon P (kontrolni serum abnormal) | RGN214799 | pakovanje | 1x5ml | Dialab G.m.b.H. | Diacon P (Control serum abnormal), 1x5ml | 4950 | 20% | Yunycom d.o.o. | 105-26/24 | 08.10.2024 | 08.10.2025
Reagensi, izuzev za transfuziju | 404-1-110/24-44 | 227 | Reagensi za analizatore model Autolyzer i Autolyzer 450 | 23 | Etanol kalibrator/kontrola | RGN214800 | pakovanje | 4x1mL | Dialab G.m.b.H. | Ethanol Calibr./Control Set 4x1ml(4ml) | 13200 | 20% | Yunycom d.o.o. | 105-26/24 | 08.10.2024 | 08.10.2025
Reagensi, izuzev za transfuziju | 404-1-110/24-44 | 227 | Reagensi za analizatore model Autolyzer i Autolyzer 450 | 24 | Extra Washing Solution | RGN214801 | pakovanje | 2x100ml | Dialab G.m.b.H. | Extra Washing Solution 2x100mL | 20150 | 20% | Yunycom d.o.o. | 105-26/24 | 08.10.2024 | 08.10.2025
Reagensi, izuzev za transfuziju | 404-1-110/24-44 | 227 | Reagensi za analizatore model Autolyzer i Autolyzer 450 | 25 | Feritin | RGN214802 | pakovanje | 1x30+2x10ml | Dialab G.m.b.H. | Ferritin Auto | 22180 | 20% | Yunycom d.o.o. | 105-26/24 | 08.10.2024 | 08.10.2025
Reagensi, izuzev za transfuziju | 404-1-110/24-44 | 227 | Reagensi za analizatore model Autolyzer i Autolyzer 450 | 26 | Feritin kalibrator | RGN214803 | pakovanje | 5x1ml | Dialab G.m.b.H. | Ferritin Calibrator 5 Level Series | 20080 | 20% | Yunycom d.o.o. | 105-26/24 | 08.10.2024 | 08.10.2025
Reagensi, izuzev za transfuziju | 404-1-110/24-44 | 227 | Reagensi za analizatore model Autolyzer i Autolyzer 450 | 27 | Feritin kontrola | RGN214804 | pakovanje | 1x1ml | Dialab G.m.b.H. | Ferritin Auto Control Low 1x1mL | 3800 | 20% | Yunycom d.o.o. | 105-26/24 | 08.10.2024 | 08.10.2025
Reagensi, izuzev za transfuziju | 404-1-110/24-44 | 227 | Reagensi za analizatore model Autolyzer i Autolyzer 450 | 28 | Fosfor | RGN214805 | pakovanje | 5x50 ml. | Dialab G.m.b.H. | Phosphorus inorganic, 5x50ml | 5060 | 20% | Yunycom d.o.o. | 105-26/24 | 08.10.2024 | 08.10.2025
Reagensi, izuzev za transfuziju | 404-1-110/24-44 | 227 | Reagensi za analizatore model Autolyzer i Autolyzer 450 | 29 | GGT | RGN214806 | pakovanje | 5X50ml | Dialab G.m.b.H. | Gamma GT SZASZ stand.to IFCC, R1 4x50ml/ R2 1x50ml | 44800 | 20% | Yunycom d.o.o. | 105-26/24 | 08.10.2024 | 08.10.2025
Reagensi, izuzev za transfuziju | 404-1-110/24-44 | 227 | Reagensi za analizatore model Autolyzer i Autolyzer 450 | 30 | Glucoza GOD-PAP | RGN214807 | pakovanje | 1x1000ml | Dialab G.m.b.H. | Glucose GOD-PAP, 1x1000ml | 15910 | 20% | Yunycom d.o.o. | 105-26/24 | 08.10.2024 | 08.10.2025
Reagensi, izuzev za transfuziju | 404-1-110/24-44 | 227 | Reagensi za analizatore model Autolyzer i Autolyzer 450 | 31 | Gluk. iz kapil.krvi | RGN214808 | pakovanje | 1x1000ml | Dialab G.m.b.H. | Glucose GOD-PAP, 1x1000ml | 15910 | 20% | Yunycom d.o.o. | 105-26/24 | 08.10.2024 | 08.10.2025
Reagensi, izuzev za transfuziju | 404-1-110/24-44 | 227 | Reagensi za analizatore model Autolyzer i Autolyzer 450 | 32 | Gvožđe (Ferene) | RGN214809 | pakovanje | 5x100 ml. | Dialab G.m.b.H. | Iron Ferene, R1 4x100ml/ R2 1x100ml | 35540 | 20% | Yunycom d.o.o. | 105-26/24 | 08.10.2024 | 08.10.2025
Reagensi, izuzev za transfuziju | 404-1-110/24-44 | 227 | Reagensi za analizatore model Autolyzer i Autolyzer 450 | 33 | HbA1C | RGN214810 | pakovanje | 4x7.5 ml+1x9.5ml+1x0.5ml | Dialab G.m.b.H. | HbA1c direct reagent, R1 4x7,5ml/ R2A 1x9,5ml/ R2B 1x0,5ml | 42900 | 20% | Yunycom d.o.o. | 105-26/24 | 08.10.2024 | 08.10.2025
Reagensi, izuzev za transfuziju | 404-1-110/24-44 | 227 | Reagensi za analizatore model Autolyzer i Autolyzer 450 | 34 | HbA1c kalibrator set | RGN214811 | pakovanje | 4x0.5ml | Dialab G.m.b.H. | HbA1c direct calibrator series, 4x0,5ml | 22770 | 20% | Yunycom d.o.o. | 105-26/24 | 08.10.2024 | 08.10.2025
Reagensi, izuzev za transfuziju | 404-1-110/24-44 | 227 | Reagensi za analizatore model Autolyzer i Autolyzer 450 | 35 | HbA1c kontrolni set | RGN214812 | pakovanje | 4x0.5 ml | Dialab G.m.b.H. | HbA1c direct control set, 4x0,5ml, 2 level | 19920 | 20% | Yunycom d.o.o. | 105-26/24 | 08.10.2024 | 08.10.2025
Reagensi, izuzev za transfuziju | 404-1-110/24-44 | 227 | Reagensi za analizatore model Autolyzer i Autolyzer 450 | 36 | HbA1c,Hemolysis reagent | RGN214813 | pakovanje | 500 ml | Dialab G.m.b.H. | HbA1c Hemolysis reagent, 5x100ml | 4460 | 20% | Yunycom d.o.o. | 105-26/24 | 08.10.2024 | 08.10.2025
Reagensi, izuzev za transfuziju | 404-1-110/24-44 | 227 | Reagensi za analizatore model Autolyzer i Autolyzer 450 | 37 | HDL-holesterol | RGN214814 | pakovanje | 5x50 ml. | Dialab G.m.b.H. | HDL cholesterol direct, enzymatic R1 4x50ml/ R2 1x50ml | 96800 | 20% | Yunycom d.o.o. | 105-26/24 | 08.10.2024 | 08.10.2025
Reagensi, izuzev za transfuziju | 404-1-110/24-44 | 227 | Reagensi za analizatore model Autolyzer i Autolyzer 450 | 38 | Holesterol CHOD-PAP | RGN214815 | pakovanje | 5x100ml | Dialab G.m.b.H. | Cholesterol CHOD-PAP, 5x100ml | 10720 | 20% | Yunycom d.o.o. | 105-26/24 | 08.10.2024 | 08.10.2025
Reagensi, izuzev za transfuziju | 404-1-110/24-44 | 227 | Reagensi za analizatore model Autolyzer i Autolyzer 450 | 39 | Holesterol CHOD-PAP | RGN214816 | pakovanje | 1x1.000 ml. | Dialab G.m.b.H. | Cholesterol CHOD-PAP, 1x1000ml | 16180 | 20% | Yunycom d.o.o. | 105-26/24 | 08.10.2024 | 08.10.2025
Reagensi, izuzev za transfuziju | 404-1-110/24-44 | 227 | Reagensi za analizatore model Autolyzer i Autolyzer 450 | 40 | Kalcium Arsenzo | RGN214817 | pakovanje | 5x100 ml. | Dialab G.m.b.H. | Calcium Arsenazo, 5x100ml | 15900 | 20% | Yunycom d.o.o. | 105-26/24 | 08.10.2024 | 08.10.2025
Reagensi, izuzev za transfuziju | 404-1-110/24-44 | 227 | Reagensi za analizatore model Autolyzer i Autolyzer 450 | 41 | Kalijum | RGN214818 | pakovanje | 1x 50 ml. | Dialab G.m.b.H. | K-Potassium,enzymatic 5x10ml (50ml) | 12930 | 20% | Yunycom d.o.o. | 105-26/24 | 08.10.2024 | 08.10.2025
Reagensi, izuzev za transfuziju | 404-1-110/24-44 | 227 | Reagensi za analizatore model Autolyzer i Autolyzer 450 | 42 | Kalijum standard set, 2 nivoa | RGN214819 | pakovanje | 2x3mL | Dialab G.m.b.H. | K-Potassium Standard Set (2 levels), 2x3ml(6ml) | 10010 | 20% | Yunycom d.o.o. | 105-26/24 | 08.10.2024 | 08.10.2025
Reagensi, izuzev za transfuziju | 404-1-110/24-44 | 227 | Reagensi za analizatore model Autolyzer i Autolyzer 450 | 43 | Kreatinine mod. Jaffe | RGN214820 | pakovanje | 5x100ml | Dialab G.m.b.H. | Creatinine mod.Jaffe, R1 4x100ml/ R2 1x100ml | 8690 | 20% | Yunycom d.o.o. | 105-26/24 | 08.10.2024 | 08.10.2025
Reagensi, izuzev za transfuziju | 404-1-110/24-44 | 227 | Reagensi za analizatore model Autolyzer i Autolyzer 450 | 44 | Laktati u plazmi | RGN214821 | pakovanje | 1250 testova | Dialab G.m.b.H. | Lactate, enzymatic, UV | 8140 | 20% | Yunycom d.o.o. | 105-26/24 | 08.10.2024 | 08.10.2025
Reagensi, izuzev za transfuziju | 404-1-110/24-44 | 227 | Reagensi za analizatore model Autolyzer i Autolyzer 450 | 45 | LDH –P opt.DGKC | RGN214822 | pakovanje | 5x50 ml. | Dialab G.m.b.H. | LDH-P opt. DGKC, 5x100ml | 40320 | 20% | Yunycom d.o.o. | 105-26/24 | 08.10.2024 | 08.10.2025
Reagensi, izuzev za transfuziju | 404-1-110/24-44 | 227 | Reagensi za analizatore model Autolyzer i Autolyzer 450 | 46 | Lipaza | RGN214823 | pakovanje | 5x25 ml. | Dialab G.m.b.H. | Lipase, Enzymatic Colorimetric 5x25ml(125ml), 4x25mlR1, 1x25mlR2 | 31040 | 20% | Yunycom d.o.o. | 105-26/24 | 08.10.2024 | 08.10.2025
Reagensi, izuzev za transfuziju | 404-1-110/24-44 | 227 | Reagensi za analizatore model Autolyzer i Autolyzer 450 | 47 | Mokraćna kiselina , TBHBA | RGN214824 | pakovanje | 5x100ml | Dialab G.m.b.H. | Uric acid TBHBA, 5x100ml | 24560 | 20% | Yunycom d.o.o. | 105-26/24 | 08.10.2024 | 08.10.2025
Reagensi, izuzev za transfuziju | 404-1-110/24-44 | 227 | Reagensi za analizatore model Autolyzer i Autolyzer 450 | 48 | Multicleaning sol | RGN214825 | pakovanje | 1x1L | Dialab G.m.b.H. | Multi - Cleaning Solution 1x1000mL | 22000 | 20% | Yunycom d.o.o. | 105-26/24 | 08.10.2024 | 08.10.2025
Reagensi, izuzev za transfuziju | 404-1-110/24-44 | 227 | Reagensi za analizatore model Autolyzer i Autolyzer 450 | 49 | Na Standard set, 2 nivoa | RGN214826 | pakovanje | 2x3mL | Dialab G.m.b.H. | Na-Sodium Standard Set (2 levels), 2x3ml(6ml) | 10010 | 20% | Yunycom d.o.o. | 105-26/24 | 08.10.2024 | 08.10.2025
Reagensi, izuzev za transfuziju | 404-1-110/24-44 | 227 | Reagensi za analizatore model Autolyzer i Autolyzer 450 | 50 | Natrijum | RGN214827 | pakovanje | 1 x 60 ml. | Dialab G.m.b.H. | Na-Sodium,enzymatic 3x20ml (60ml) | 15510 | 20% | Yunycom d.o.o. | 105-26/24 | 08.10.2024 | 08.10.2025
Reagensi, izuzev za transfuziju | 404-1-110/24-44 | 227 | Reagensi za analizatore model Autolyzer i Autolyzer 450 | 51 | Probe rinse (Extra wash) | RGN214828 | pakovanje | 2x100ml | BIOANALYTICA d.o.o. | Probe Rinse 2x100 mL (Extra Wash) | 20150 | 20% | Yunycom d.o.o. | 105-26/24 | 08.10.2024 | 08.10.2025
Reagensi, izuzev za transfuziju | 404-1-110/24-44 | 227 | Reagensi za analizatore model Autolyzer i Autolyzer 450 | 52 | RF | RGN214829 | pakovanje | 100 testova | Dialab G.m.b.H. | RF-KIT (100 tests) | 4400 | 20% | Yunycom d.o.o. | 105-26/24 | 08.10.2024 | 08.10.2025
Reagensi, izuzev za transfuziju | 404-1-110/24-44 | 227 | Reagensi za analizatore model Autolyzer i Autolyzer 450 | 53 | Rinse solution (Triton) | RGN214830 | pakovanje | 100ml | BIOANALYTICA d.o.o. | Rinse Solution 100 mL (Triton/Tensioativo) | 33100 | 20% | Yunycom d.o.o. | 105-26/24 | 08.10.2024 | 08.10.2025
Reagensi, izuzev za transfuziju | 404-1-110/24-44 | 227 | Reagensi za analizatore model Autolyzer i Autolyzer 450 | 54 | Tensioactive solution | RGN214831 | pakovanje | 1x100 ml | Dialab G.m.b.H. | Tensioactive Solution 1x100mL | 73900 | 20% | Yunycom d.o.o. | 105-26/24 | 08.10.2024 | 08.10.2025
Reagensi, izuzev za transfuziju | 404-1-110/24-44 | 227 | Reagensi za analizatore model Autolyzer i Autolyzer 450 | 55 | Trigliceridi GPO-pap | RGN214832 | pakovanje | 5x100ml | Dialab G.m.b.H. | Triglycerides GPO-PAP, 5x100ml | 37310 | 20% | Yunycom d.o.o. | 105-26/24 | 08.10.2024 | 08.10.2025
Reagensi, izuzev za transfuziju | 404-1-110/24-44 | 227 | Reagensi za analizatore model Autolyzer i Autolyzer 450 | 56 | UIBC | RGN214833 | pakovanje | 5x25 ml. | Dialab G.m.b.H. | UIBC Ferene 5x25ml(125ml) 4x25mlR1, 1x25mlR2 | 13520 | 20% | Yunycom d.o.o. | 105-26/24 | 08.10.2024 | 08.10.2025
Reagensi, izuzev za transfuziju | 404-1-110/24-44 | 227 | Reagensi za analizatore model Autolyzer i Autolyzer 450 | 57 | Ukupni protein standard (urin/CSF) | RGN214834 | pakovanje | 1x3ml | Dialab G.m.b.H. | Protein total standard (for urine/CSF), 1x3ml | 770 | 20% | Yunycom d.o.o. | 105-26/24 | 08.10.2024 | 08.10.2025
Reagensi, izuzev za transfuziju | 404-1-110/24-44 | 227 | Reagensi za analizatore model Autolyzer i Autolyzer 450 | 58 | Ukupni proteini u urinu /CSF Pyrogallol red | RGN214835 | pakovanje | 5x25ml | Dialab G.m.b.H. | Protein total in urine/CSF Pyrogallol red, 5x25ml | 4240 | 20% | Yunycom d.o.o. | 105-26/24 | 08.10.2024 | 08.10.2025
Reagensi, izuzev za transfuziju | 404-1-110/24-44 | 227 | Reagensi za analizatore model Autolyzer i Autolyzer 450 | 59 | Ukupni Proteini, Biuret | RGN214836 | pakovanje | 5x100 ml. | Dialab G.m.b.H. | Protein total Biuret, R1 4x100ml/ R2 1x100ml | 10550 | 20% | Yunycom d.o.o. | 105-26/24 | 08.10.2024 | 08.10.2025
Reagensi, izuzev za transfuziju | 404-1-110/24-44 | 227 | Reagensi za analizatore model Autolyzer i Autolyzer 450 | 60 | Washing solution | RGN214837 | pakovanje | 1x1000ml | Dialab G.m.b.H. | Cuvette washing solution 1x1000mL | 32540 | 20% | Yunycom d.o.o. | 105-26/24 | 08.10.2024 | 08.10.2025
Reagensi, izuzev za transfuziju | 404-1-110/24-44 | 227 | Reagensi za analizatore model Autolyzer i Autolyzer 450 | 61 | Urea | RGN214838 | pakovanje | 5x100ml | Dialab G.m.b.H. | Urea UV Auto, Urease/GLDH, R1 4x100ml/ R2 1x100ml | 28970 | 20% | Yunycom d.o.o. | 105-26/24 | 08.10.2024 | 08.10.2025
Reagensi, izuzev za transfuziju | 404-1-110/24-44 | 227 | Reagensi za analizatore model Autolyzer i Autolyzer 450 | 62 | Diacal Lipids | RGN233319 | pakovanje | 1x2ml | Dialab G.m.b.H. | Diacal lipids 1x2ml | 12650 | 20% | Yunycom d.o.o. | 105-26/24 | 08.10.2024 | 08.10.2025
Reagensi, izuzev za transfuziju | 404-1-110/24-44 | 227 | Reagensi za analizatore model Autolyzer i Autolyzer 450 | 63 | ASO | RGN214840 | pakovanje | 100 testova | Dialab G.m.b.H. | ASO-KIT (100 tests) | 4400 | 20% | Yunycom d.o.o. | 105-26/24 | 08.10.2024 | 08.10.2025
Reagensi, izuzev za transfuziju | 404-1-110/24-44 | 228 | Reagensi za biohemijski analizator AVL 9180 (ROCHE) | 1 | Cleaning solution | RGN214841 | pakovanje | 125 ml | Roche Diagnostics | Cleaning Solution | 3330 | 20% | MIT d.o.o. | 105-18/24 | 08.10.2024 | 08.10.2025
Reagensi, izuzev za transfuziju | 404-1-110/24-44 | 228 | Reagensi za biohemijski analizator AVL 9180 (ROCHE) | 2 | Deproteinizer | RGN214842 | pakovanje | 125 ml | Roche Diagnostics | Deproteinizer | 5000 | 20% | MIT d.o.o. | 105-18/24 | 08.10.2024 | 08.10.2025
Reagensi, izuzev za transfuziju | 404-1-110/24-44 | 228 | Reagensi za biohemijski analizator AVL 9180 (ROCHE) | 3 | Sodium Electrode Conditioner | RGN214843 | pakovanje | 125 ml | Roche Diagnostics | Sodium Electrode Conditioner | 5000 | 20% | MIT d.o.o. | 105-18/24 | 08.10.2024 | 08.10.2025
Reagensi, izuzev za transfuziju | 404-1-110/24-44 | 228 | Reagensi za biohemijski analizator AVL 9180 (ROCHE) | 4 | ELEKTRODA Ca 2+ | RGN214844 | komad | 1 komad | Roche Diagnostics | Calcium Electrode | 23700 | 20% | MIT d.o.o. | 105-18/24 | 08.10.2024 | 08.10.2025
Reagensi, izuzev za transfuziju | 404-1-110/24-44 | 228 | Reagensi za biohemijski analizator AVL 9180 (ROCHE) | 5 | ELEKTRODA CL | RGN214845 | komad | 1 komad | Roche Diagnostics | Chloride Electrode | 26000 | 20% | MIT d.o.o. | 105-18/24 | 08.10.2024 | 08.10.2025
Reagensi, izuzev za transfuziju | 404-1-110/24-44 | 228 | Reagensi za biohemijski analizator AVL 9180 (ROCHE) | 6 | ELEKTRODA K | RGN214846 | komad | 1 komad | Roche Diagnostics | Potassium Electrode | 24300 | 20% | MIT d.o.o. | 105-18/24 | 08.10.2024 | 08.10.2025
Reagensi, izuzev za transfuziju | 404-1-110/24-44 | 228 | Reagensi za biohemijski analizator AVL 9180 (ROCHE) | 7 | ELEKTRODA Na | RGN214847 | komad | 1 komad | Roche Diagnostics | Sodium Electrode | 35000 | 20% | MIT d.o.o. | 105-18/24 | 08.10.2024 | 08.10.2025
Reagensi, izuzev za transfuziju | 404-1-110/24-44 | 228 | Reagensi za biohemijski analizator AVL 9180 (ROCHE) | 8 | Urine Diluent | RGN214848 | pakovanje | 500 mL | Roche Diagnostics | Urine Diluent | 5900 | 20% | MIT d.o.o. | 105-18/24 | 08.10.2024 | 08.10.2025
Reagensi, izuzev za transfuziju | 404-1-110/24-44 | 228 | Reagensi za biohemijski analizator AVL 9180 (ROCHE) | 9 | ISE TROL 1,2,3 kontrola | RGN214849 | pakovanje | 3x ( 10 x 1 ml) | Roche Diagnostics | ISE Trol - Trilevel | 15950 | 20% | MIT d.o.o. | 105-18/24 | 08.10.2024 | 08.10.2025
Reagensi, izuzev za transfuziju | 404-1-110/24-44 | 228 | Reagensi za biohemijski analizator AVL 9180 (ROCHE) | 10 | Kućište referentne elektrode | RGN214850 | komad | 1komad | Diamond Diagnostics | Reference Electrode Housing | 39000 | 20% | MIT d.o.o. | 105-18/24 | 08.10.2024 | 08.10.2025
Reagensi, izuzev za transfuziju | 404-1-110/24-44 | 228 | Reagensi za biohemijski analizator AVL 9180 (ROCHE) | 11 | Referentna elektroda | RGN214851 | komad | 1 komad | Diamond Diagnostics | Reference Electrode | 29000 | 20% | MIT d.o.o. | 105-18/24 | 08.10.2024 | 08.10.2025
Reagensi, izuzev za transfuziju | 404-1-110/24-44 | 228 | Reagensi za biohemijski analizator AVL 9180 (ROCHE) | 12 | ISE SNAP pakovanje REAGENS | RGN214852 | pakovanje | 350ml +85 ml+85 ml+100ml | Roche Diagnostics | ISE Snap Pak | 20320 | 20% | MIT d.o.o. | 105-18/24 | 08.10.2024 | 08.10.2025
Reagensi, izuzev za transfuziju | 404-1-110/24-44 | 228 | Reagensi za biohemijski analizator AVL 9180 (ROCHE) | 13 | TERMO PRINTER PAPIR | RGN214853 | pakovanje | 5 rola | Roche Diagnostics | THERMOPRINTER PAPIR 91XX | 1500 | 20% | MIT d.o.o. | 105-18/24 | 08.10.2024 | 08.10.2025
Reagensi, izuzev za transfuziju | 404-1-110/24-44 | 228 | Reagensi za biohemijski analizator AVL 9180 (ROCHE) | 14 | TUBE SET PUMP 9180 03087697 | RGN214854 | komad | 1komad | Roche Diagnostics | Tube Set, Peri Pump, 91xx | 5900 | 20% | MIT d.o.o. | 105-18/24 | 08.10.2024 | 08.10.2025
Reagensi, izuzev za transfuziju | 404-1-110/24-44 | 228 | Reagensi za biohemijski analizator AVL 9180 (ROCHE) | 15 | Litijum elektroda | RGN214855 | komad | 1komad | Roche Diagnostics | Lithium Electrode | 28900 | 20% | MIT d.o.o. | 105-18/24 | 08.10.2024 | 08.10.2025
Reagensi, izuzev za transfuziju | 404-1-110/24-44 | 228 | Reagensi za biohemijski analizator AVL 9180 (ROCHE) | 16 | Servisni kit | RGN214856 | komad | 1komad | Roche Diagnostics | Servisni kit za godišnji servis aparata 9180 | 47250 | 20% | MIT d.o.o. | 105-18/24 | 08.10.2024 | 08.10.2025
Reagensi, izuzev za transfuziju | 404-1-110/24-44 | 229 | Reagensi za biohemijski analizator BA400 i BA200 (Biosystems) | 1 | Glukoza | RGN214857 | pakovanje | 600ml | BioSystems | Glucose BA | 23004.52 | 20% | Promedia d.o.o. | 105-21/24 | 08.10.2024 | 08.10.2025
Reagensi, izuzev za transfuziju | 404-1-110/24-44 | 229 | Reagensi za biohemijski analizator BA400 i BA200 (Biosystems) | 2 | Amilaza | RGN214858 | pakovanje | 160ml | BioSystems | Alpha amylase BA | 18755 | 20% | Promedia d.o.o. | 105-21/24 | 08.10.2024 | 08.10.2025
Reagensi, izuzev za transfuziju | 404-1-110/24-44 | 229 | Reagensi za biohemijski analizator BA400 i BA200 (Biosystems) | 3 | AST | RGN214859 | pakovanje | 600ml | BioSystems | AST/GOT BA | 28954.09 | 20% | Promedia d.o.o. | 105-21/24 | 08.10.2024 | 08.10.2025
Reagensi, izuzev za transfuziju | 404-1-110/24-44 | 229 | Reagensi za biohemijski analizator BA400 i BA200 (Biosystems) | 4 | ALT | RGN214860 | pakovanje | 600ml | BioSystems | ALT/GPT BA | 28954.09 | 20% | Promedia d.o.o. | 105-21/24 | 08.10.2024 | 08.10.2025
Reagensi, izuzev za transfuziju | 404-1-110/24-44 | 229 | Reagensi za biohemijski analizator BA400 i BA200 (Biosystems) | 5 | Urea | RGN214861 | pakovanje | 600ml | BioSystems | Urea UV BA | 27769.5 | 20% | Promedia d.o.o. | 105-21/24 | 08.10.2024 | 08.10.2025
Reagensi, izuzev za transfuziju | 404-1-110/24-44 | 229 | Reagensi za biohemijski analizator BA400 i BA200 (Biosystems) | 6 | Kreatinin | RGN214862 | pakovanje | 600ml | BioSystems | Creatinine BA | 29836.18 | 20% | Promedia d.o.o. | 105-21/24 | 08.10.2024 | 08.10.2025
Reagensi, izuzev za transfuziju | 404-1-110/24-44 | 229 | Reagensi za biohemijski analizator BA400 i BA200 (Biosystems) | 7 | Bilirubin ukupni | RGN214863 | pakovanje | 600ml | BioSystems | Bilirubin total BA | 28188.16 | 20% | Promedia d.o.o. | 105-21/24 | 08.10.2024 | 08.10.2025
Reagensi, izuzev za transfuziju | 404-1-110/24-44 | 229 | Reagensi za biohemijski analizator BA400 i BA200 (Biosystems) | 8 | Bilirubin direktni | RGN214864 | pakovanje | 300ml | BioSystems | Bilirubin direct BA | 10848.86 | 20% | Promedia d.o.o. | 105-21/24 | 08.10.2024 | 08.10.2025
Reagensi, izuzev za transfuziju | 404-1-110/24-44 | 229 | Reagensi za biohemijski analizator BA400 i BA200 (Biosystems) | 9 | Multikalibrator | RGN214865 | pakovanje | 5x5ml | BioSystems | Biochemistry Calibrator | 10301.94 | 20% | Promedia d.o.o. | 105-21/24 | 08.10.2024 | 08.10.2025
Reagensi, izuzev za transfuziju | 404-1-110/24-44 | 229 | Reagensi za biohemijski analizator BA400 i BA200 (Biosystems) | 10 | Kontrolni Serum nivo 1 | RGN214866 | pakovanje | 5x5ml | BioSystems | Biochemistry Control Serum Level I | 10301.94 | 20% | Promedia d.o.o. | 105-21/24 | 08.10.2024 | 08.10.2025
Reagensi, izuzev za transfuziju | 404-1-110/24-44 | 229 | Reagensi za biohemijski analizator BA400 i BA200 (Biosystems) | 11 | Kontrolni Serum nivo 2 | RGN214867 | pakovanje | 5x5ml | BioSystems | Biochemistry Control Serum Level II | 10301.94 | 20% | Promedia d.o.o. | 105-21/24 | 08.10.2024 | 08.10.2025
Reagensi, izuzev za transfuziju | 404-1-110/24-44 | 229 | Reagensi za biohemijski analizator BA400 i BA200 (Biosystems) | 12 | REAKCIONI ROTORI BA | RGN214868 | pakovanje | 10/1 | BioSystems | REACTION ROTORS BA | 7764.57 | 20% | Promedia d.o.o. | 105-21/24 | 08.10.2024 | 08.10.2025
Reagensi, izuzev za transfuziju | 404-1-110/24-44 | 229 | Reagensi za biohemijski analizator BA400 i BA200 (Biosystems) | 13 | Washing Solution BA | RGN214869 | pakovanje | 500ml | BioSystems | Washing Solution BA | 9506.97 | 20% | Promedia d.o.o. | 105-21/24 | 08.10.2024 | 08.10.2025
Reagensi, izuzev za transfuziju | 404-1-110/24-44 | 229 | Reagensi za biohemijski analizator BA400 i BA200 (Biosystems) | 14 | Acid washing solution (WS1) BA | RGN214870 | pakovanje | 4x20ml | BioSystems | Acid washing solution (WS1) BA | 7070.03 | 20% | Promedia d.o.o. | 105-21/24 | 08.10.2024 | 08.10.2025
Reagensi, izuzev za transfuziju | 404-1-110/24-44 | 229 | Reagensi za biohemijski analizator BA400 i BA200 (Biosystems) | 15 | Čašice za uzorke | RGN214871 | pakovanje | 1000/1 | BioSystems | Sample wells BA | 6181.89 | 20% | Promedia d.o.o. | 105-21/24 | 08.10.2024 | 08.10.2025
Reagensi, izuzev za transfuziju | 404-1-110/24-44 | 229 | Reagensi za biohemijski analizator BA400 i BA200 (Biosystems) | 16 | Albumin | RGN214873 | pakovanje | 600ml | BioSystems | Albumin BA | 8214.69 | 20% | Promedia d.o.o. | 105-21/24 | 08.10.2024 | 08.10.2025
Reagensi, izuzev za transfuziju | 404-1-110/24-44 | 229 | Reagensi za biohemijski analizator BA400 i BA200 (Biosystems) | 17 | Alkalna fosfataza DEA | RGN214874 | pakovanje | 300ml | BioSystems | Alkaline phosphatase-DEA BA | 11440.55 | 20% | Promedia d.o.o. | 105-21/24 | 08.10.2024 | 08.10.2025
Reagensi, izuzev za transfuziju | 404-1-110/24-44 | 229 | Reagensi za biohemijski analizator BA400 i BA200 (Biosystems) | 18 | Ammonia, ethanol, CO2 ( kontrola nivo 1) | RGN214877 | pakovanje | 3x5mL | BioSystems | Ammonia,Ethanol,Co2 (Control Level I ) | 8379.25 | 20% | Promedia d.o.o. | 105-21/24 | 08.10.2024 | 08.10.2025
Reagensi, izuzev za transfuziju | 404-1-110/24-44 | 229 | Reagensi za biohemijski analizator BA400 i BA200 (Biosystems) | 19 | Ammonia, ethanol, CO2 ( kontrola nivo 2) | RGN214878 | pakovanje | 3x5mL | BioSystems | Ammonia,Ethanol,CO2 (Control Level II ) | 8379.25 | 20% | Promedia d.o.o. | 105-21/24 | 08.10.2024 | 08.10.2025
Reagensi, izuzev za transfuziju | 404-1-110/24-44 | 229 | Reagensi za biohemijski analizator BA400 i BA200 (Biosystems) | 20 | Ammonia, ethanol, CO2 kalibrator | RGN214879 | pakovanje | 2x5mL | BioSystems | Ammonia,Ethanol,CO2 Calibrator | 6587.24 | 20% | Promedia d.o.o. | 105-21/24 | 08.10.2024 | 08.10.2025
Reagensi, izuzev za transfuziju | 404-1-110/24-44 | 229 | Reagensi za biohemijski analizator BA400 i BA200 (Biosystems) | 21 | CK- NAC | RGN214882 | pakovanje | 150 ml | BioSystems | Creatine Cinase ( CK ) BA | 13680.26 | 20% | Promedia d.o.o. | 105-21/24 | 08.10.2024 | 08.10.2025
Reagensi, izuzev za transfuziju | 404-1-110/24-44 | 229 | Reagensi za biohemijski analizator BA400 i BA200 (Biosystems) | 22 | CK-MB | RGN214883 | pakovanje | 2x60+2x15ml | BioSystems | Creatine Cinase - MB ( CK-MB ) BA | 21765.48 | 20% | Promedia d.o.o. | 105-21/24 | 08.10.2024 | 08.10.2025
Reagensi, izuzev za transfuziju | 404-1-110/24-44 | 229 | Reagensi za biohemijski analizator BA400 i BA200 (Biosystems) | 23 | CK-MB kalibrator | RGN214884 | pakovanje | 1x1ml | BioSystems | CK-MB calibrator | 2923.36 | 20% | Promedia d.o.o. | 105-21/24 | 08.10.2024 | 08.10.2025
Reagensi, izuzev za transfuziju | 404-1-110/24-44 | 229 | Reagensi za biohemijski analizator BA400 i BA200 (Biosystems) | 24 | CK-MB kontrola I | RGN214885 | pakovanje | 1x1ml | BioSystems | CK-MB Control Serum Level I | 1697.63 | 20% | Promedia d.o.o. | 105-21/24 | 08.10.2024 | 08.10.2025
Reagensi, izuzev za transfuziju | 404-1-110/24-44 | 229 | Reagensi za biohemijski analizator BA400 i BA200 (Biosystems) | 25 | CK-MB kontrola II | RGN214886 | pakovanje | 1x1ml | BioSystems | CK-MB Control Serum Level II | 1697.63 | 20% | Promedia d.o.o. | 105-21/24 | 08.10.2024 | 08.10.2025
Reagensi, izuzev za transfuziju | 404-1-110/24-44 | 229 | Reagensi za biohemijski analizator BA400 i BA200 (Biosystems) | 26 | CRP | RGN214887 | pakovanje | 300 ml | BioSystems | C-reactive protein (CRP) BA | 20194.9 | 20% | Promedia d.o.o. | 105-21/24 | 08.10.2024 | 08.10.2025
Reagensi, izuzev za transfuziju | 404-1-110/24-44 | 229 | Reagensi za biohemijski analizator BA400 i BA200 (Biosystems) | 27 | CRP standard | RGN214888 | pakovanje | 1x1ml | BioSystems | CRP/CRPhs standard | 1815 | 20% | Promedia d.o.o. | 105-21/24 | 08.10.2024 | 08.10.2025
Reagensi, izuzev za transfuziju | 404-1-110/24-44 | 229 | Reagensi za biohemijski analizator BA400 i BA200 (Biosystems) | 28 | CRP-hs | RGN214889 | pakovanje | 2x60+2x15ml | BioSystems | C-Reactive Protein-hs (CRP-hs) BA | 22233.75 | 20% | Promedia d.o.o. | 105-21/24 | 08.10.2024 | 08.10.2025
Reagensi, izuzev za transfuziju | 404-1-110/24-44 | 229 | Reagensi za biohemijski analizator BA400 i BA200 (Biosystems) | 29 | Fosfor | RGN220838 | pakovanje | 280ml | BioSystems | Phosphorus BA 4x50ml+4x20ml | 5420.8 | 20% | Promedia d.o.o. | 105-21/24 | 08.10.2024 | 08.10.2025
Reagensi, izuzev za transfuziju | 404-1-110/24-44 | 229 | Reagensi za biohemijski analizator BA400 i BA200 (Biosystems) | 30 | Gamma GT IFCC | RGN214891 | pakovanje | 300ml | BioSystems | Gamma GT BA | 18215.34 | 20% | Promedia d.o.o. | 105-21/24 | 08.10.2024 | 08.10.2025
Reagensi, izuzev za transfuziju | 404-1-110/24-44 | 229 | Reagensi za biohemijski analizator BA400 i BA200 (Biosystems) | 31 | Gvožđe ferozin | RGN214893 | pakovanje | 300ml | BioSystems | Iron ferrozine BA | 18215.34 | 20% | Promedia d.o.o. | 105-21/24 | 08.10.2024 | 08.10.2025
Reagensi, izuzev za transfuziju | 404-1-110/24-44 | 229 | Reagensi za biohemijski analizator BA400 i BA200 (Biosystems) | 32 | HBA1C | RGN214894 | pakovanje | 2x60+2x12ml | BioSystems | Hemoglobin A1C-direct BA | 60666.98 | 20% | Promedia d.o.o. | 105-21/24 | 08.10.2024 | 08.10.2025
Reagensi, izuzev za transfuziju | 404-1-110/24-44 | 229 | Reagensi za biohemijski analizator BA400 i BA200 (Biosystems) | 33 | HBA1C kalibrator | RGN214895 | pakovanje | 4x0.5ml | BioSystems | HbA1C-Direct Standard | 13204.73 | 20% | Promedia d.o.o. | 105-21/24 | 08.10.2024 | 08.10.2025
Reagensi, izuzev za transfuziju | 404-1-110/24-44 | 229 | Reagensi za biohemijski analizator BA400 i BA200 (Biosystems) | 34 | HBA1C kontrola I | RGN214896 | pakovanje | 1x0.5ml | BioSystems | Hemoglobin A1c Control (Normal) | 4159.98 | 20% | Promedia d.o.o. | 105-21/24 | 08.10.2024 | 08.10.2025
Reagensi, izuzev za transfuziju | 404-1-110/24-44 | 229 | Reagensi za biohemijski analizator BA400 i BA200 (Biosystems) | 35 | HBA1C kontrola II | RGN214897 | pakovanje | 1x0.5ml | BioSystems | Hemoglobin A1c Control (Elevated) | 4159.98 | 20% | Promedia d.o.o. | 105-21/24 | 08.10.2024 | 08.10.2025
Reagensi, izuzev za transfuziju | 404-1-110/24-44 | 229 | Reagensi za biohemijski analizator BA400 i BA200 (Biosystems) | 36 | HDL holesterol | RGN214898 | pakovanje | 160 ml | BioSystems | Cholesterol HDL BA | 19624.99 | 20% | Promedia d.o.o. | 105-21/24 | 08.10.2024 | 08.10.2025
Reagensi, izuzev za transfuziju | 404-1-110/24-44 | 229 | Reagensi za biohemijski analizator BA400 i BA200 (Biosystems) | 37 | Holesterol ukupni | RGN214899 | pakovanje | 600ml | BioSystems | Cholesterol BA | 12351.68 | 20% | Promedia d.o.o. | 105-21/24 | 08.10.2024 | 08.10.2025
Reagensi, izuzev za transfuziju | 404-1-110/24-44 | 229 | Reagensi za biohemijski analizator BA400 i BA200 (Biosystems) | 38 | Kalcijum OCP | RGN214900 | pakovanje | 600ml | BioSystems | Calcium-Cresolphthalein BA | 11089.65 | 20% | Promedia d.o.o. | 105-21/24 | 08.10.2024 | 08.10.2025
Reagensi, izuzev za transfuziju | 404-1-110/24-44 | 229 | Reagensi za biohemijski analizator BA400 i BA200 (Biosystems) | 39 | Kreatinin JAFFE | RGN214901 | pakovanje | 600 ml | BioSystems | Creatinine BA | 29836.18 | 20% | Promedia d.o.o. | 105-21/24 | 08.10.2024 | 08.10.2025
Reagensi, izuzev za transfuziju | 404-1-110/24-44 | 229 | Reagensi za biohemijski analizator BA400 i BA200 (Biosystems) | 40 | LDH | RGN214902 | pakovanje | 600 ml | BioSystems | Lactate dehydrogenase (LDH) BA | 12332.32 | 20% | Promedia d.o.o. | 105-21/24 | 08.10.2024 | 08.10.2025
Reagensi, izuzev za transfuziju | 404-1-110/24-44 | 229 | Reagensi za biohemijski analizator BA400 i BA200 (Biosystems) | 41 | Lipaza | RGN214903 | pakovanje | 1x50+1x10ml | BioSystems | Lipase | 14337.29 | 20% | Promedia d.o.o. | 105-21/24 | 08.10.2024 | 08.10.2025
Reagensi, izuzev za transfuziju | 404-1-110/24-44 | 229 | Reagensi za biohemijski analizator BA400 i BA200 (Biosystems) | 42 | Magnezijum | RGN214904 | pakovanje | 2x60+2x15ml | BioSystems | Magnesium BA | 4299.13 | 20% | Promedia d.o.o. | 105-21/24 | 08.10.2024 | 08.10.2025
Reagensi, izuzev za transfuziju | 404-1-110/24-44 | 229 | Reagensi za biohemijski analizator BA400 i BA200 (Biosystems) | 43 | Mokraćna kiselina | RGN214905 | pakovanje | 200ml | BioSystems | Uric Acid - BA 4x60ml | 12402.5 | 20% | Promedia d.o.o. | 105-21/24 | 08.10.2024 | 08.10.2025
Reagensi, izuzev za transfuziju | 404-1-110/24-44 | 229 | Reagensi za biohemijski analizator BA400 i BA200 (Biosystems) | 44 | Multikalibrator humani | RGN214906 | pakovanje | 5x5mL | BioSystems | Biochemistry Calibrator Human | 7986 | 20% | Promedia d.o.o. | 105-21/24 | 08.10.2024 | 08.10.2025
Reagensi, izuzev za transfuziju | 404-1-110/24-44 | 229 | Reagensi za biohemijski analizator BA400 i BA200 (Biosystems) | 45 | Multikontrola N humana | RGN214907 | pakovanje | 5 x 5 ml | BioSystems | Biochemistry Control Serum (Human) Level I | 9196 | 20% | Promedia d.o.o. | 105-21/24 | 08.10.2024 | 08.10.2025
Reagensi, izuzev za transfuziju | 404-1-110/24-44 | 229 | Reagensi za biohemijski analizator BA400 i BA200 (Biosystems) | 46 | Multikontrola P humana | RGN214908 | pakovanje | 5 x 5 ml | BioSystems | Biochemistry Control Serum (Human) Level II | 9196 | 20% | Promedia d.o.o. | 105-21/24 | 08.10.2024 | 08.10.2025
Reagensi, izuzev za transfuziju | 404-1-110/24-44 | 229 | Reagensi za biohemijski analizator BA400 i BA200 (Biosystems) | 47 | Reumatoidna kontrola I | RGN214909 | pakovanje | 3x1ml | BioSystems | Rheumatoid Control Serum ( LEVEL I ) ASO,CRP,RF | 4596.79 | 20% | Promedia d.o.o. | 105-21/24 | 08.10.2024 | 08.10.2025
Reagensi, izuzev za transfuziju | 404-1-110/24-44 | 229 | Reagensi za biohemijski analizator BA400 i BA200 (Biosystems) | 48 | Reumatoidna kontrola II | RGN214910 | pakovanje | 3x1ml | BioSystems | Rheumatoid Control Serum (LEVEL II) ASO;CRP;RF | 4596.79 | 20% | Promedia d.o.o. | 105-21/24 | 08.10.2024 | 08.10.2025
Reagensi, izuzev za transfuziju | 404-1-110/24-44 | 229 | Reagensi za biohemijski analizator BA400 i BA200 (Biosystems) | 49 | RF faktor | RGN214911 | pakovanje | 300 ml | BioSystems | Rheumatoid factors RF BA | 15246 | 20% | Promedia d.o.o. | 105-21/24 | 08.10.2024 | 08.10.2025
Reagensi, izuzev za transfuziju | 404-1-110/24-44 | 229 | Reagensi za biohemijski analizator BA400 i BA200 (Biosystems) | 50 | RF kalibrator | RGN214912 | pakovanje | 1x3ml | BioSystems | Rheumatoid factor RF standard | 1125.3 | 20% | Promedia d.o.o. | 105-21/24 | 08.10.2024 | 08.10.2025
Reagensi, izuzev za transfuziju | 404-1-110/24-44 | 229 | Reagensi za biohemijski analizator BA400 i BA200 (Biosystems) | 51 | Sample wells | RGN214913 | pakovanje | 1000 / 1 | BioSystems | Sample wells BA | 6181.89 | 20% | Promedia d.o.o. | 105-21/24 | 08.10.2024 | 08.10.2025
Reagensi, izuzev za transfuziju | 404-1-110/24-44 | 229 | Reagensi za biohemijski analizator BA400 i BA200 (Biosystems) | 52 | Trigliceridi | RGN214914 | pakovanje | 600ml | BioSystems | Triglycerides BA | 23005.73 | 20% | Promedia d.o.o. | 105-21/24 | 08.10.2024 | 08.10.2025
Reagensi, izuzev za transfuziju | 404-1-110/24-44 | 229 | Reagensi za biohemijski analizator BA400 i BA200 (Biosystems) | 53 | Ukupni proteini biuret | RGN220839 | pakovanje | 160ml | BioSystems | Protein (Total) BA 2x60ml+2x20ml | 1270.5 | 20% | Promedia d.o.o. | 105-21/24 | 08.10.2024 | 08.10.2025
Reagensi, izuzev za transfuziju | 404-1-110/24-44 | 229 | Reagensi za biohemijski analizator BA400 i BA200 (Biosystems) | 54 | Urea UV | RGN214916 | pakovanje | 600 ml | BioSystems | Urea UV BA | 27769.5 | 20% | Promedia d.o.o. | 105-21/24 | 08.10.2024 | 08.10.2025
Reagensi, izuzev za transfuziju | 404-1-110/24-44 | 229 | Reagensi za biohemijski analizator BA400 i BA200 (Biosystems) | 55 | Washing solution BA | RGN214917 | pakovanje | 500ml | BioSystems | Washing Solution BA | 9506.97 | 20% | Promedia d.o.o. | 105-21/24 | 08.10.2024 | 08.10.2025
Reagensi, izuzev za transfuziju | 404-1-110/24-44 | 229 | Reagensi za biohemijski analizator BA400 i BA200 (Biosystems) | 56 | Bilirubin direktni | RGN214918 | pakovanje | 300ml | BioSystems | Bilirubin direct BA | 10848.86 | 20% | Promedia d.o.o. | 105-21/24 | 08.10.2024 | 08.10.2025
Reagensi, izuzev za transfuziju | 404-1-110/24-44 | 229 | Reagensi za biohemijski analizator BA400 i BA200 (Biosystems) | 57 | Ethanol BA | RGN214919 | pakovanje | 54ml | BioSystems | Ethanol BA | 11358.27 | 20% | Promedia d.o.o. | 105-21/24 | 08.10.2024 | 08.10.2025
Reagensi, izuzev za transfuziju | 404-1-110/24-44 | 229 | Reagensi za biohemijski analizator BA400 i BA200 (Biosystems) | 58 | Reaction rotor | RGN214920 | pakovanje | 10/1 | BioSystems | REACTION ROTORS BA | 7764.57 | 20% | Promedia d.o.o. | 105-21/24 | 08.10.2024 | 08.10.2025
Reagensi, izuzev za transfuziju | 404-1-110/24-44 | 229 | Reagensi za biohemijski analizator BA400 i BA200 (Biosystems) | 59 | ACE kinetic | RGN214921 | pakovanje | 100 testova | Buhlmann Laboratories AG | ACE kinetic | 80561.8 | 20% | Promedia d.o.o. | 105-21/24 | 08.10.2024 | 08.10.2025
Reagensi, izuzev za transfuziju | 404-1-110/24-44 | 229 | Reagensi za biohemijski analizator BA400 i BA200 (Biosystems) | 60 | ACE (angiotensin converting enzyme) | RGN214922 | pakovanje | 50ml | BioSystems | ACE (angiotensin converting enzyme) | 42955 | 20% | Promedia d.o.o. | 105-21/24 | 08.10.2024 | 08.10.2025
Reagensi, izuzev za transfuziju | 404-1-110/24-44 | 229 | Reagensi za biohemijski analizator BA400 i BA200 (Biosystems) | 61 | ADA (Adenosine deaminase) | RGN214923 | pakovanje | 4x10ml | BioSystems | ADA (Adenosine deaminase) | 10877.9 | 20% | Promedia d.o.o. | 105-21/24 | 08.10.2024 | 08.10.2025
Reagensi, izuzev za transfuziju | 404-1-110/24-44 | 229 | Reagensi za biohemijski analizator BA400 i BA200 (Biosystems) | 62 | ADA standard | RGN214924 | pakovanje | 1x1ml | BioSystems | ADA standard | 1089 | 20% | Promedia d.o.o. | 105-21/24 | 08.10.2024 | 08.10.2025
Reagensi, izuzev za transfuziju | 404-1-110/24-44 | 229 | Reagensi za biohemijski analizator BA400 i BA200 (Biosystems) | 63 | ADA Controls | RGN214925 | pakovanje | 2x1ml | BioSystems | ADA Controls | 2238.5 | 20% | Promedia d.o.o. | 105-21/24 | 08.10.2024 | 08.10.2025
Reagensi, izuzev za transfuziju | 404-1-110/24-44 | 229 | Reagensi za biohemijski analizator BA400 i BA200 (Biosystems) | 64 | ASO (SLIDE) | RGN214926 | pakovanje | 150 testova | BioSystems | ASO (SLIDE) | 17605.5 | 20% | Promedia d.o.o. | 105-21/24 | 08.10.2024 | 08.10.2025
Reagensi, izuzev za transfuziju | 404-1-110/24-44 | 229 | Reagensi za biohemijski analizator BA400 i BA200 (Biosystems) | 65 | ALT/GPT BA | RGN230098 | pakovanje | 300ml | BioSystems | ALT/GPT BA 4x60ml+4x15ml | 13713.7 | 20% | Promedia d.o.o. | 105-21/24 | 08.10.2024 | 08.10.2025
Reagensi, izuzev za transfuziju | 404-1-110/24-44 | 229 | Reagensi za biohemijski analizator BA400 i BA200 (Biosystems) | 66 | Albumin BA | RGN230099 | pakovanje | 240ml | BioSystems | Albumin BA 4x60ml | 4501.2 | 20% | Promedia d.o.o. | 105-21/24 | 08.10.2024 | 08.10.2025
Reagensi, izuzev za transfuziju | 404-1-110/24-44 | 229 | Reagensi za biohemijski analizator BA400 i BA200 (Biosystems) | 67 | Alkaline phosphatase-AMP BA | RGN230100 | pakovanje | 300ml | BioSystems | Alkaline phosphatase-AMP BA | 11616 | 20% | Promedia d.o.o. | 105-21/24 | 08.10.2024 | 08.10.2025
Reagensi, izuzev za transfuziju | 404-1-110/24-44 | 229 | Reagensi za biohemijski analizator BA400 i BA200 (Biosystems) | 68 | AST/GOT | RGN230101 | pakovanje | 300ml | BioSystems | AST/GOT BA 4x60ml+4x15ml | 13713.7 | 20% | Promedia d.o.o. | 105-21/24 | 08.10.2024 | 08.10.2025
Reagensi, izuzev za transfuziju | 404-1-110/24-44 | 229 | Reagensi za biohemijski analizator BA400 i BA200 (Biosystems) | 69 | Bilirubin Total BA | RGN230102 | pakovanje | 300ml | BioSystems | Bilirubin Total BA | 12203.4 | 20% | Promedia d.o.o. | 105-21/24 | 08.10.2024 | 08.10.2025
Reagensi, izuzev za transfuziju | 404-1-110/24-44 | 229 | Reagensi za biohemijski analizator BA400 i BA200 (Biosystems) | 70 | Calcium arsenazo BA | RGN230103 | pakovanje | 240ml | BioSystems | Calcium arsenazo BA 4x60ml | 9031 | 20% | Promedia d.o.o. | 105-21/24 | 08.10.2024 | 08.10.2025
Reagensi, izuzev za transfuziju | 404-1-110/24-44 | 229 | Reagensi za biohemijski analizator BA400 i BA200 (Biosystems) | 71 | Calcium-Cresolphthalein BA | RGN230104 | pakovanje | 150ml | BioSystems | Calcium-Cresolphthalein BA 2x60ml+2x15ml | 7040 | 20% | Promedia d.o.o. | 105-21/24 | 08.10.2024 | 08.10.2025
Reagensi, izuzev za transfuziju | 404-1-110/24-44 | 229 | Reagensi za biohemijski analizator BA400 i BA200 (Biosystems) | 72 | Cholesterol BA | RGN230105 | pakovanje | 240ml | BioSystems | Cholesterol BA 4x60ml | 6085.2 | 20% | Promedia d.o.o. | 105-21/24 | 08.10.2024 | 08.10.2025
Reagensi, izuzev za transfuziju | 404-1-110/24-44 | 229 | Reagensi za biohemijski analizator BA400 i BA200 (Biosystems) | 73 | Cholesterol HDL BA | RGN230106 | pakovanje | 80ml | BioSystems | Cholesterol HDL BA 1x60ml+1x20ml | 10587.5 | 20% | Promedia d.o.o. | 105-21/24 | 08.10.2024 | 08.10.2025
Reagensi, izuzev za transfuziju | 404-1-110/24-44 | 229 | Reagensi za biohemijski analizator BA400 i BA200 (Biosystems) | 74 | Creatinine BA | RGN230107 | pakovanje | 200ml | BioSystems | Creatinine BA 5x20ml+5x20ml | 10560 | 20% | Promedia d.o.o. | 105-21/24 | 08.10.2024 | 08.10.2025
Reagensi, izuzev za transfuziju | 404-1-110/24-44 | 229 | Reagensi za biohemijski analizator BA400 i BA200 (Biosystems) | 75 | Creatinine enzymatic BA | RGN230108 | pakovanje | 160ml | BioSystems | CREATININE ENZYMATIC ASR BA | 16676 | 20% | Promedia d.o.o. | 105-21/24 | 08.10.2024 | 08.10.2025
Reagensi, izuzev za transfuziju | 404-1-110/24-44 | 229 | Reagensi za biohemijski analizator BA400 i BA200 (Biosystems) | 76 | D-Dimer BA | RGN233320 | pakovanje | 30ml | BioSystems | D-Dimer BA | 54780 | 20% | Promedia d.o.o. | 105-21/24 | 08.10.2024 | 08.10.2025
Reagensi, izuzev za transfuziju | 404-1-110/24-44 | 229 | Reagensi za biohemijski analizator BA400 i BA200 (Biosystems) | 77 | D-Dimer Calibrator | RGN233321 | pakovanje | 1ml | BioSystems | D-Dimer Calibrator | 6842 | 20% | Promedia d.o.o. | 105-21/24 | 08.10.2024 | 08.10.2025
Reagensi, izuzev za transfuziju | 404-1-110/24-44 | 229 | Reagensi za biohemijski analizator BA400 i BA200 (Biosystems) | 78 | D-Dimer Control I and II | RGN233322 | pakovanje | 1ml+1ml | BioSystems | D-Dimer Control I and II | 8654.8 | 20% | Promedia d.o.o. | 105-21/24 | 08.10.2024 | 08.10.2025
Reagensi, izuzev za transfuziju | 404-1-110/24-44 | 229 | Reagensi za biohemijski analizator BA400 i BA200 (Biosystems) | 79 | Gamma GT BA | RGN230109 | pakovanje | 150ml | BioSystems | Gamma GT BA 2x60ml+2x15ml | 9935.2 | 20% | Promedia d.o.o. | 105-21/24 | 08.10.2024 | 08.10.2025
Reagensi, izuzev za transfuziju | 404-1-110/24-44 | 229 | Reagensi za biohemijski analizator BA400 i BA200 (Biosystems) | 80 | Glucose BA | RGN230110 | pakovanje | 240ml | BioSystems | Glucose BA 4x60ml | 10874.6 | 20% | Promedia d.o.o. | 105-21/24 | 08.10.2024 | 08.10.2025
Reagensi, izuzev za transfuziju | 404-1-110/24-44 | 229 | Reagensi za biohemijski analizator BA400 i BA200 (Biosystems) | 81 | Iron ferrozine BA | RGN230111 | pakovanje | 150ml | BioSystems | Iron ferrozine BA 2x60ml+2x15ml | 10763.5 | 20% | Promedia d.o.o. | 105-21/24 | 08.10.2024 | 08.10.2025
Reagensi, izuzev za transfuziju | 404-1-110/24-44 | 229 | Reagensi za biohemijski analizator BA400 i BA200 (Biosystems) | 82 | Lactate dehydrogenase (LDH) BA | RGN230112 | pakovanje | 300ml | BioSystems | Lactate dehydrogenase (LDH) BA 4x60ml+4x15ml | 7678 | 20% | Promedia d.o.o. | 105-21/24 | 08.10.2024 | 08.10.2025
Reagensi, izuzev za transfuziju | 404-1-110/24-44 | 229 | Reagensi za biohemijski analizator BA400 i BA200 (Biosystems) | 83 | Lactate Dehydrogenase (LDH)-IFCC BA | RGN230113 | pakovanje | 600ml | BioSystems | Lactate Dehydrogenase (LDH)-IFCC BA | 17045.6 | 20% | Promedia d.o.o. | 105-21/24 | 08.10.2024 | 08.10.2025
Reagensi, izuzev za transfuziju | 404-1-110/24-44 | 229 | Reagensi za biohemijski analizator BA400 i BA200 (Biosystems) | 84 | Lactate Dehydrogenase (LDH)-IFCC BA | RGN230114 | pakovanje | 150ml | BioSystems | Lactate Dehydrogenase (LDH)-IFCC BA 2x60ml+2x15ml | 5539.6 | 20% | Promedia d.o.o. | 105-21/24 | 08.10.2024 | 08.10.2025
Reagensi, izuzev za transfuziju | 404-1-110/24-44 | 229 | Reagensi za biohemijski analizator BA400 i BA200 (Biosystems) | 85 | Protein (Urine) BA | RGN230115 | pakovanje | 160ml | BioSystems | Protein (Urine) BA 8x20ml | 1595 | 20% | Promedia d.o.o. | 105-21/24 | 08.10.2024 | 08.10.2025
Reagensi, izuzev za transfuziju | 404-1-110/24-44 | 229 | Reagensi za biohemijski analizator BA400 i BA200 (Biosystems) | 86 | Triglycerides BA | RGN230116 | pakovanje | 240ml | BioSystems | Triglycerides BA 4x60ml | 11968 | 20% | Promedia d.o.o. | 105-21/24 | 08.10.2024 | 08.10.2025
Reagensi, izuzev za transfuziju | 404-1-110/24-44 | 229 | Reagensi za biohemijski analizator BA400 i BA200 (Biosystems) | 87 | Unsaturated Iron Binding Capacity (UIBC) BA | RGN230117 | pakovanje | 150ml | BioSystems | Unsaturated Iron Binding Capacity (UIBC) BA400 | 17770.5 | 20% | Promedia d.o.o. | 105-21/24 | 08.10.2024 | 08.10.2025
Reagensi, izuzev za transfuziju | 404-1-110/24-44 | 229 | Reagensi za biohemijski analizator BA400 i BA200 (Biosystems) | 88 | Urea/BUN - UV BA | RGN230118 | pakovanje | 300ml | BioSystems | Urea/BUN - UV BA 4x60ml+4x15ml | 16408.7 | 20% | Promedia d.o.o. | 105-21/24 | 08.10.2024 | 08.10.2025
Reagensi, izuzev za transfuziju | 404-1-110/24-44 | 229 | Reagensi za biohemijski analizator BA400 i BA200 (Biosystems) | 89 | Uric Acid - BA | RGN230119 | pakovanje | 240ml | BioSystems | Uric Acid - BA 4x60ml | 5971.9 | 20% | Promedia d.o.o. | 105-21/24 | 08.10.2024 | 08.10.2025
Reagensi, izuzev za transfuziju | 404-1-110/24-44 | 229 | Reagensi za biohemijski analizator BA400 i BA200 (Biosystems) | 90 | ALBUMIN (MICROALBUMINURIA) BA | RGN233323 | pakovanje | 300ml | BioSystems | ALBUMIN (MICROALBUMINURIA) BA | 26565 | 20% | Promedia d.o.o. | 105-21/24 | 08.10.2024 | 08.10.2025
Reagensi, izuzev za transfuziju | 404-1-110/24-44 | 229 | Reagensi za biohemijski analizator BA400 i BA200 (Biosystems) | 91 | ACE BA | RGN230120 | pakovanje | 120ml | BioSystems | ACE BA | 115500 | 20% | Promedia d.o.o. | 105-21/24 | 08.10.2024 | 08.10.2025
Reagensi, izuzev za transfuziju | 404-1-110/24-44 | 229 | Reagensi za biohemijski analizator BA400 i BA200 (Biosystems) | 92 | Anti-Streptolysin O ( ASO) BA | RGN233324 | pakovanje | 150ml | BioSystems | Anti-Streptolysin O ( ASO) BA | 27027 | 20% | Promedia d.o.o. | 105-21/24 | 08.10.2024 | 08.10.2025
Reagensi, izuzev za transfuziju | 404-1-110/24-44 | 229 | Reagensi za biohemijski analizator BA400 i BA200 (Biosystems) | 93 | Ferritin BA | RGN233325 | pakovanje | 120ml | BioSystems | Ferritin BA | 61380 | 20% | Promedia d.o.o. | 105-21/24 | 08.10.2024 | 08.10.2025
Reagensi, izuzev za transfuziju | 404-1-110/24-44 | 229 | Reagensi za biohemijski analizator BA400 i BA200 (Biosystems) | 94 | Ferritin BA | RGN233326 | pakovanje | 60ml | BioSystems | Ferritin BA 1x40ml+1x20ml | 24618 | 20% | Promedia d.o.o. | 105-21/24 | 08.10.2024 | 08.10.2025
Reagensi, izuzev za transfuziju | 404-1-110/24-44 | 229 | Reagensi za biohemijski analizator BA400 i BA200 (Biosystems) | 95 | Lactate BA | RGN233327 | pakovanje | 300ml | BioSystems | Lactate BA | 32780 | 20% | Promedia d.o.o. | 105-21/24 | 08.10.2024 | 08.10.2025
Reagensi, izuzev za transfuziju | 404-1-110/24-44 | 229 | Reagensi za biohemijski analizator BA400 i BA200 (Biosystems) | 96 | Lactate BA | RGN233328 | pakovanje | 75ml | BioSystems | Lactate BA 1x60ml+1x15ml | 12959.1 | 20% | Promedia d.o.o. | 105-21/24 | 08.10.2024 | 08.10.2025
Reagensi, izuzev za transfuziju | 404-1-110/24-44 | 229 | Reagensi za biohemijski analizator BA400 i BA200 (Biosystems) | 97 | Lipase BA | RGN233329 | pakovanje | 60ml | BioSystems | Lipase BA 1x50ml+1x10ml | 40194 | 20% | Promedia d.o.o. | 105-21/24 | 08.10.2024 | 08.10.2025
Reagensi, izuzev za transfuziju | 404-1-110/24-44 | 229 | Reagensi za biohemijski analizator BA400 i BA200 (Biosystems) | 98 | Carbon Dioxide (CO2) BA | RGN233330 | pakovanje | 120ml | BioSystems | Carbon Dioxide (CO2) BA | 32439 | 20% | Promedia d.o.o. | 105-21/24 | 08.10.2024 | 08.10.2025
Reagensi, izuzev za transfuziju | 404-1-110/24-44 | 229 | Reagensi za biohemijski analizator BA400 i BA200 (Biosystems) | 99 | Ammonia BA | RGN233331 | pakovanje | 27ml | BioSystems | Ammonia BA | 18480 | 20% | Promedia d.o.o. | 105-21/24 | 08.10.2024 | 08.10.2025
Reagensi, izuzev za transfuziju | 404-1-110/24-44 | 229 | Reagensi za biohemijski analizator BA400 i BA200 (Biosystems) | 100 | Anti-Streptolysin (ASO) - Standard | RGN233332 | pakovanje | 1x1ml | BioSystems | Anti-Streptolysin (ASO) - Standard | 1210 | 20% | Promedia d.o.o. | 105-21/24 | 08.10.2024 | 08.10.2025
Reagensi, izuzev za transfuziju | 404-1-110/24-44 | 229 | Reagensi za biohemijski analizator BA400 i BA200 (Biosystems) | 101 | Sodium Electrode (Na+) BA | RGN233333 | pakovanje | 1/1 | Medica Corporation | Sodium Electrode (Na+) BA | 57750 | 20% | Promedia d.o.o. | 105-21/24 | 08.10.2024 | 08.10.2025
Reagensi, izuzev za transfuziju | 404-1-110/24-44 | 229 | Reagensi za biohemijski analizator BA400 i BA200 (Biosystems) | 102 | Chloride Electrode (Cl-) BA | RGN233334 | pakovanje | 1/1 | Medica Corporation | Chloride Electrode (Cl-) BA | 57750 | 20% | Promedia d.o.o. | 105-21/24 | 08.10.2024 | 08.10.2025
Reagensi, izuzev za transfuziju | 404-1-110/24-44 | 229 | Reagensi za biohemijski analizator BA400 i BA200 (Biosystems) | 103 | Potassium Elektrode (K+) BA | RGN233335 | pakovanje | 1/1 | Medica Corporation | Potassium Elektrode (K+) BA | 57750 | 20% | Promedia d.o.o. | 105-21/24 | 08.10.2024 | 08.10.2025
Reagensi, izuzev za transfuziju | 404-1-110/24-44 | 229 | Reagensi za biohemijski analizator BA400 i BA200 (Biosystems) | 104 | Potassium Elektrode (Li) BA | RGN233336 | pakovanje | 1/1 | Medica Corporation | Lithium Electrode (Li+) BA | 85758.2 | 20% | Promedia d.o.o. | 105-21/24 | 08.10.2024 | 08.10.2025
Reagensi, izuzev za transfuziju | 404-1-110/24-44 | 229 | Reagensi za biohemijski analizator BA400 i BA200 (Biosystems) | 105 | Reference Electrode BA | RGN233337 | pakovanje | 1/1 | Medica Corporation | Reference Electrode BA | 57750 | 20% | Promedia d.o.o. | 105-21/24 | 08.10.2024 | 08.10.2025
Reagensi, izuzev za transfuziju | 404-1-110/24-44 | 229 | Reagensi za biohemijski analizator BA400 i BA200 (Biosystems) | 106 | Reagent pack NA/K/Cl/Li BA | RGN233338 | pakovanje | 1/1 | Medica Corporation | ISE Calibrator pack BA | 70125 | 20% | Promedia d.o.o. | 105-21/24 | 08.10.2024 | 08.10.2025
Reagensi, izuzev za transfuziju | 404-1-110/24-44 | 229 | Reagensi za biohemijski analizator BA400 i BA200 (Biosystems) | 107 | ISE Cleaning solution Kit BA | RGN233339 | pakovanje | 1/1 | Medica Corporation | ISE Cleaning solution Kit BA | 20845 | 20% | Promedia d.o.o. | 105-21/24 | 08.10.2024 | 08.10.2025
Reagensi, izuzev za transfuziju | 404-1-110/24-44 | 229 | Reagensi za biohemijski analizator BA400 i BA200 (Biosystems) | 108 | Bi-level quality control kit ( Na/K/Cl/Li) BA | RGN233340 | pakovanje | 1/1 | Medica Corporation | Bi-level quality control kit ( Na/K/Cl/Li) BA | 32780 | 20% | Promedia d.o.o. | 105-21/24 | 08.10.2024 | 08.10.2025
Reagensi, izuzev za transfuziju | 404-1-110/24-44 | 229 | Reagensi za biohemijski analizator BA400 i BA200 (Biosystems) | 109 | Uric Acid - BA | RGN233341 | pakovanje | 600ml | BioSystems | Uric Acid - BA | 17915.7 | 20% | Promedia d.o.o. | 105-21/24 | 08.10.2024 | 08.10.2025
Reagensi, izuzev za transfuziju | 404-1-110/24-44 | 229 | Reagensi za biohemijski analizator BA400 i BA200 (Biosystems) | 110 | Lipase | RGN233342 | pakovanje | 30ml | BioSystems | Lipase | 15650.25 | 20% | Promedia d.o.o. | 105-21/24 | 08.10.2024 | 08.10.2025
Reagensi, izuzev za transfuziju | 404-1-110/24-44 | 229 | Reagensi za biohemijski analizator BA400 i BA200 (Biosystems) | 111 | Ferritin Standard | RGN233343 | pakovanje | 1x3ml | BioSystems | Ferritin Standard | 1227.6 | 20% | Promedia d.o.o. | 105-21/24 | 08.10.2024 | 08.10.2025
Reagensi, izuzev za transfuziju | 404-1-110/24-44 | 229 | Reagensi za biohemijski analizator BA400 i BA200 (Biosystems) | 112 | Protein serum level I | RGN233344 | pakovanje | 3x1ml | BioSystems | Protein Control Serum ( LEVEL I ) | 5683.7 | 20% | Promedia d.o.o. | 105-21/24 | 08.10.2024 | 08.10.2025
Reagensi, izuzev za transfuziju | 404-1-110/24-44 | 229 | Reagensi za biohemijski analizator BA400 i BA200 (Biosystems) | 113 | Protein serum level II | RGN233345 | pakovanje | 3x1ml | BioSystems | Protein Control Serum ( LEVEL II ) | 5683.7 | 20% | Promedia d.o.o. | 105-21/24 | 08.10.2024 | 08.10.2025
Reagensi, izuzev za transfuziju | 404-1-110/24-44 | 230 | Reagensi za biohemijski analizator Biosen (EKF Diagnostics) | 1 | Chip Sensor Glucose | RGN214927 | komad | 1 komad | EKF Diagnostic, Nemačka | Chip-Sensor Glucose Type II | 25410 | 20% | Yunycom d.o.o. | 105-26/24 | 08.10.2024 | 08.10.2025
Reagensi, izuzev za transfuziju | 404-1-110/24-44 | 230 | Reagensi za biohemijski analizator Biosen (EKF Diagnostics) | 2 | Cleaning solution and protein remover | RGN214928 | pakovanje | 5x30µl | EKF Diagnostic, Nemačka | Cleaning solution and protein remover | 4100 | 20% | Yunycom d.o.o. | 105-26/24 | 08.10.2024 | 08.10.2025
Reagensi, izuzev za transfuziju | 404-1-110/24-44 | 230 | Reagensi za biohemijski analizator Biosen (EKF Diagnostics) | 3 | Desinfectant solution | RGN214929 | pakovanje | 5x100ul | EKF Diagnostic, Nemačka | Disinfection soultion | 2870 | 20% | Yunycom d.o.o. | 105-26/24 | 08.10.2024 | 08.10.2025
Reagensi, izuzev za transfuziju | 404-1-110/24-44 | 230 | Reagensi za biohemijski analizator Biosen (EKF Diagnostics) | 4 | Printer papir za BIOSEN (110mm x 50 mm) | RGN214930 | pakovanje | 1 komad | Velebit doo, Srbija | Printer papir (110mm x 50mm) | 330 | 20% | Yunycom d.o.o. | 105-26/24 | 08.10.2024 | 08.10.2025
Reagensi, izuzev za transfuziju | 404-1-110/24-44 | 230 | Reagensi za biohemijski analizator Biosen (EKF Diagnostics) | 5 | MULTI STANDARD sol12mmol/1,5x2 | RGN214931 | pakovanje | 50x2 ml | EKF Diagnostic, Nemačka | Multi standard solution 12mmol/L | 9900 | 20% | Yunycom d.o.o. | 105-26/24 | 08.10.2024 | 08.10.2025
Reagensi, izuzev za transfuziju | 404-1-110/24-44 | 230 | Reagensi za biohemijski analizator Biosen (EKF Diagnostics) | 6 | READ CON normal kontrola | RGN214932 | pakovanje | 25x1,0 ml | EKF Diagnostic, Nemačka | Ready ConNorm test solution for glucose and lactate | 11590 | 20% | Yunycom d.o.o. | 105-26/24 | 08.10.2024 | 08.10.2025
Reagensi, izuzev za transfuziju | 404-1-110/24-44 | 230 | Reagensi za biohemijski analizator Biosen (EKF Diagnostics) | 7 | READ CON patološka kontrola | RGN214933 | pakovanje | 25x1,0 ml | EKF Diagnostic, Nemačka | Ready ConPat test solution for glucose and lactate | 11590 | 20% | Yunycom d.o.o. | 105-26/24 | 08.10.2024 | 08.10.2025
Reagensi, izuzev za transfuziju | 404-1-110/24-44 | 230 | Reagensi za biohemijski analizator Biosen (EKF Diagnostics) | 8 | Sample cups and 20ul capillaries sa 100ul hem. Solut. | RGN214934 | pakovanje | 1000x1ml; 10x100komada kapilara | EKF Diagnostic, Nemačka | Glucose/Lactate hemolyzing solution | 73920 | 20% | Yunycom d.o.o. | 105-26/24 | 08.10.2024 | 08.10.2025
Reagensi, izuzev za transfuziju | 404-1-110/24-44 | 230 | Reagensi za biohemijski analizator Biosen (EKF Diagnostics) | 9 | Glukose/Lactate System Solution | RGN214935 | pakovanje | 1x2500 ml | EKF Diagnostic, Nemačka | Glukose/Lactate System Solution | 49590 | 20% | Yunycom d.o.o. | 105-26/24 | 08.10.2024 | 08.10.2025
Reagensi, izuzev za transfuziju | 404-1-110/24-44 | 230 | Reagensi za biohemijski analizator Biosen (EKF Diagnostics) | 10 | Sensor test solution glu/lactate | RGN214936 | pakovanje | 20 x 1 ml | EKF Diagnostic, Nemačka | Sensor test solution for glucose and lactate | 5010 | 20% | Yunycom d.o.o. | 105-26/24 | 08.10.2024 | 08.10.2025
Reagensi, izuzev za transfuziju | 404-1-110/24-44 | 230 | Reagensi za biohemijski analizator Biosen (EKF Diagnostics) | 11 | Plastic capillares 20ul, end-to-end, Na-heparinized | RGN214937 | pakovanje | 1000 x 20 ul komada | EKF Diagnostic, Nemačka | Plastic capillares 20ul, end-to-end, Na-heparinized | 13110 | 20% | Yunycom d.o.o. | 105-26/24 | 08.10.2024 | 08.10.2025
Reagensi, izuzev za transfuziju | 404-1-110/24-44 | 231 | Reagensi za biohemijski analizator BS-200 E (MINDRAY) | 1 | GLUKOZA (U SERUMU I PUNKTATU) | RGN214938 | pakovanje | 1000ml | Biosystems | Glucose | 4063.18 | 20% | Promedia d.o.o. | 105-21/24 | 08.10.2024 | 08.10.2025
Reagensi, izuzev za transfuziju | 404-1-110/24-44 | 231 | Reagensi za biohemijski analizator BS-200 E (MINDRAY) | 2 | UREA | RGN214939 | pakovanje | 1000ml | Biosystems | Urea UV | 7024.05 | 20% | Promedia d.o.o. | 105-21/24 | 08.10.2024 | 08.10.2025
Reagensi, izuzev za transfuziju | 404-1-110/24-44 | 231 | Reagensi za biohemijski analizator BS-200 E (MINDRAY) | 3 | KREATININ | RGN214940 | pakovanje | 1000ml | Biosystems | Creatinine | 13411.64 | 20% | Promedia d.o.o. | 105-21/24 | 08.10.2024 | 08.10.2025
Reagensi, izuzev za transfuziju | 404-1-110/24-44 | 231 | Reagensi za biohemijski analizator BS-200 E (MINDRAY) | 4 | HOLESTEROL | RGN214941 | pakovanje | 500ml | Biosystems | Cholesterol | 13358.4 | 20% | Promedia d.o.o. | 105-21/24 | 08.10.2024 | 08.10.2025
Reagensi, izuzev za transfuziju | 404-1-110/24-44 | 231 | Reagensi za biohemijski analizator BS-200 E (MINDRAY) | 5 | TRIGLICERIDI | RGN214942 | pakovanje | 500ml | Biosystems | Triglycerides | 16321.69 | 20% | Promedia d.o.o. | 105-21/24 | 08.10.2024 | 08.10.2025
Reagensi, izuzev za transfuziju | 404-1-110/24-44 | 231 | Reagensi za biohemijski analizator BS-200 E (MINDRAY) | 6 | HDL | RGN214943 | pakovanje | 80ml | Biosystems | Cholesterol HDL direct | 9077.42 | 20% | Promedia d.o.o. | 105-21/24 | 08.10.2024 | 08.10.2025
Reagensi, izuzev za transfuziju | 404-1-110/24-44 | 231 | Reagensi za biohemijski analizator BS-200 E (MINDRAY) | 7 | LDL | RGN214944 | pakovanje | 80ml | Biosystems | Cholesterol LDL direct | 9099.2 | 20% | Promedia d.o.o. | 105-21/24 | 08.10.2024 | 08.10.2025
Reagensi, izuzev za transfuziju | 404-1-110/24-44 | 231 | Reagensi za biohemijski analizator BS-200 E (MINDRAY) | 8 | BILIRUBIN UKUPNI | RGN214945 | pakovanje | 1000ml | Biosystems | Bilirubin (TOTAL) | 11464.75 | 20% | Promedia d.o.o. | 105-21/24 | 08.10.2024 | 08.10.2025
Reagensi, izuzev za transfuziju | 404-1-110/24-44 | 231 | Reagensi za biohemijski analizator BS-200 E (MINDRAY) | 9 | AST | RGN214946 | pakovanje | 1000ml | Biosystems | AST/GOT | 10926.3 | 20% | Promedia d.o.o. | 105-21/24 | 08.10.2024 | 08.10.2025
Reagensi, izuzev za transfuziju | 404-1-110/24-44 | 231 | Reagensi za biohemijski analizator BS-200 E (MINDRAY) | 10 | ALT | RGN214947 | pakovanje | 1000ml | Biosystems | ALT/GPT | 10926.3 | 20% | Promedia d.o.o. | 105-21/24 | 08.10.2024 | 08.10.2025
Reagensi, izuzev za transfuziju | 404-1-110/24-44 | 231 | Reagensi za biohemijski analizator BS-200 E (MINDRAY) | 11 | ALKALNA FOSFATAZA | RGN214948 | pakovanje | 500ml | Biosystems | Alkaline phosphatase (ALP) - AMP | 5965.3 | 20% | Promedia d.o.o. | 105-21/24 | 08.10.2024 | 08.10.2025
Reagensi, izuzev za transfuziju | 404-1-110/24-44 | 231 | Reagensi za biohemijski analizator BS-200 E (MINDRAY) | 12 | ALFA AMILAZA | RGN214949 | pakovanje | 150ml | Biosystems | Alpha Amylase - direct | 11894.3 | 20% | Promedia d.o.o. | 105-21/24 | 08.10.2024 | 08.10.2025
Reagensi, izuzev za transfuziju | 404-1-110/24-44 | 231 | Reagensi za biohemijski analizator BS-200 E (MINDRAY) | 13 | MOKRAĆNA KISELINA | RGN214950 | pakovanje | 1000ml | Biosystems | Uric Acid | 7262.42 | 20% | Promedia d.o.o. | 105-21/24 | 08.10.2024 | 08.10.2025
Reagensi, izuzev za transfuziju | 404-1-110/24-44 | 231 | Reagensi za biohemijski analizator BS-200 E (MINDRAY) | 14 | ALBUMINI(U SERUMU I PUNKTATU) | RGN214951 | pakovanje | 500ml | Biosystems | Albumin | 2843.5 | 20% | Promedia d.o.o. | 105-21/24 | 08.10.2024 | 08.10.2025
Reagensi, izuzev za transfuziju | 404-1-110/24-44 | 231 | Reagensi za biohemijski analizator BS-200 E (MINDRAY) | 15 | PROTEINI (U SERUMU I PUNKTATU) | RGN214952 | pakovanje | 500ml | Biosystems | Protein (Total) | 1746.03 | 20% | Promedia d.o.o. | 105-21/24 | 08.10.2024 | 08.10.2025
Reagensi, izuzev za transfuziju | 404-1-110/24-44 | 231 | Reagensi za biohemijski analizator BS-200 E (MINDRAY) | 16 | LDH(U SERUMU I PUNKTATU) | RGN214953 | pakovanje | 200ml | Biosystems | Lactate Dehydrogenase (LDH) | 6058.47 | 20% | Promedia d.o.o. | 105-21/24 | 08.10.2024 | 08.10.2025
Reagensi, izuzev za transfuziju | 404-1-110/24-44 | 231 | Reagensi za biohemijski analizator BS-200 E (MINDRAY) | 17 | KREATIN KINAZA(CK) | RGN214954 | pakovanje | 200ml | Biosystems | Creatine Cinase (CK) | 5221.15 | 20% | Promedia d.o.o. | 105-21/24 | 08.10.2024 | 08.10.2025
Reagensi, izuzev za transfuziju | 404-1-110/24-44 | 231 | Reagensi za biohemijski analizator BS-200 E (MINDRAY) | 18 | KREATIN KINAZA MB(CK MB) | RGN214955 | pakovanje | 50ml | Biosystems | Creatine Cinase - MB (CK-MB) | 3509 | 20% | Promedia d.o.o. | 105-21/24 | 08.10.2024 | 08.10.2025
Reagensi, izuzev za transfuziju | 404-1-110/24-44 | 231 | Reagensi za biohemijski analizator BS-200 E (MINDRAY) | 19 | FE U SERUMU | RGN214956 | pakovanje | 200ml | Biosystems | Iron ferrozine | 4267.67 | 20% | Promedia d.o.o. | 105-21/24 | 08.10.2024 | 08.10.2025
Reagensi, izuzev za transfuziju | 404-1-110/24-44 | 231 | Reagensi za biohemijski analizator BS-200 E (MINDRAY) | 20 | GAMA GT | RGN214957 | pakovanje | 200ml | Biosystems | Gamma-GT | 9441.63 | 20% | Promedia d.o.o. | 105-21/24 | 08.10.2024 | 08.10.2025
Reagensi, izuzev za transfuziju | 404-1-110/24-44 | 231 | Reagensi za biohemijski analizator BS-200 E (MINDRAY) | 21 | CRP | RGN214958 | pakovanje | 50ml | Biosystems | C-Reactive Protein (CRP) | 9767.12 | 20% | Promedia d.o.o. | 105-21/24 | 08.10.2024 | 08.10.2025
Reagensi, izuzev za transfuziju | 404-1-110/24-44 | 231 | Reagensi za biohemijski analizator BS-200 E (MINDRAY) | 22 | HBA1C | RGN214959 | pakovanje | 60ml | Biosystems | Hemoglobin A1C-Direct | 40204.67 | 20% | Promedia d.o.o. | 105-21/24 | 08.10.2024 | 08.10.2025
Reagensi, izuzev za transfuziju | 404-1-110/24-44 | 231 | Reagensi za biohemijski analizator BS-200 E (MINDRAY) | 23 | CK MB KONTROLNI SERUM | RGN214960 | pakovanje | 1ml | Biosystems | CK-MB Control Serum Level I | 1729.09 | 20% | Promedia d.o.o. | 105-21/24 | 08.10.2024 | 08.10.2025
Reagensi, izuzev za transfuziju | 404-1-110/24-44 | 231 | Reagensi za biohemijski analizator BS-200 E (MINDRAY) | 24 | HDL/LDL KALIBRATOR | RGN214961 | pakovanje | 1ml | Biosystems | Cholesterol HDL/LDL Calibrator | 690.91 | 20% | Promedia d.o.o. | 105-21/24 | 08.10.2024 | 08.10.2025
Reagensi, izuzev za transfuziju | 404-1-110/24-44 | 231 | Reagensi za biohemijski analizator BS-200 E (MINDRAY) | 25 | KALIBRATOR SERUM(MULTIKALIBRATOR) | RGN214962 | pakovanje | 25ml | Biosystems | Biochemistry Calibrator Human | 7986 | 20% | Promedia d.o.o. | 105-21/24 | 08.10.2024 | 08.10.2025
Reagensi, izuzev za transfuziju | 404-1-110/24-44 | 231 | Reagensi za biohemijski analizator BS-200 E (MINDRAY) | 26 | KONTROLNI SERUM,NIVO I (NORMAL.) | RGN214963 | pakovanje | 25ml | Biosystems | Biochemistry Control Serum (Human) Level I | 9196 | 20% | Promedia d.o.o. | 105-21/24 | 08.10.2024 | 08.10.2025
Reagensi, izuzev za transfuziju | 404-1-110/24-44 | 231 | Reagensi za biohemijski analizator BS-200 E (MINDRAY) | 27 | CRP STANDARD | RGN214964 | pakovanje | 1ml | Biosystems | CRP/CRPhs standard | 1815 | 20% | Promedia d.o.o. | 105-21/24 | 08.10.2024 | 08.10.2025
Reagensi, izuzev za transfuziju | 404-1-110/24-44 | 231 | Reagensi za biohemijski analizator BS-200 E (MINDRAY) | 28 | HBA1C CONTROL NORMAL | RGN214965 | pakovanje | 0,5ml | Biosystems | Hemoglobin A1c Control (Normal) | 4159.98 | 20% | Promedia d.o.o. | 105-21/24 | 08.10.2024 | 08.10.2025
Reagensi, izuzev za transfuziju | 404-1-110/24-44 | 231 | Reagensi za biohemijski analizator BS-200 E (MINDRAY) | 29 | HBA1C STANDARD | RGN214966 | pakovanje | 2ml | Biosystems | HbA1C-Direct Standard | 13204.73 | 20% | Promedia d.o.o. | 105-21/24 | 08.10.2024 | 08.10.2025
Reagensi, izuzev za transfuziju | 404-1-110/24-44 | 231 | Reagensi za biohemijski analizator BS-200 E (MINDRAY) | 30 | RASTVORI ZA ODRŽAVANJE APARATA | RGN214967 | pakovanje | 2000ml | Mindray | CD80 detergent 2L | 9196 | 20% | Promedia d.o.o. | 105-21/24 | 08.10.2024 | 08.10.2025
Reagensi, izuzev za transfuziju | 404-1-110/24-44 | 231 | Reagensi za biohemijski analizator BS-200 E (MINDRAY) | 31 | D-Dimer BA | RGN233346 | pakovanje | 30ml | Biosystems | D-Dimer BA | 54780 | 20% | Promedia d.o.o. | 105-21/24 | 08.10.2024 | 08.10.2025
Reagensi, izuzev za transfuziju | 404-1-110/24-44 | 231 | Reagensi za biohemijski analizator BS-200 E (MINDRAY) | 32 | D-Dimer Calibrator | RGN233347 | pakovanje | 1ml | Biosystems | D-Dimer Calibrator | 6842 | 20% | Promedia d.o.o. | 105-21/24 | 08.10.2024 | 08.10.2025
Reagensi, izuzev za transfuziju | 404-1-110/24-44 | 231 | Reagensi za biohemijski analizator BS-200 E (MINDRAY) | 33 | D-Dimer Control I and II | RGN233348 | pakovanje | 1ml+1ml | Biosystems | D-Dimer Control I and II | 8654.8 | 20% | Promedia d.o.o. | 105-21/24 | 08.10.2024 | 08.10.2025
Reagensi, izuzev za transfuziju | 404-1-110/24-44 | 232 | Reagensi za biohemijski analizator BT 1500 (Biotecnica Instruments SpA) | 1 | ALBUMIN | RGN214968 | pakovanje | 5Х100 ml | Dialab G.m.b.H. | Albumin BCG, 5x100ml | 6600 | 20% | Yunycom d.o.o. | 105-26/24 | 08.10.2024 | 08.10.2025
Reagensi, izuzev za transfuziju | 404-1-110/24-44 | 232 | Reagensi za biohemijski analizator BT 1500 (Biotecnica Instruments SpA) | 2 | ALFA AMILAZA CNP | RGN214969 | pakovanje | 5x50ml | Dialab G.m.b.H. | Alpha-amylase CNP-G3, 5x50ml | 46750 | 20% | Yunycom d.o.o. | 105-26/24 | 08.10.2024 | 08.10.2025
Reagensi, izuzev za transfuziju | 404-1-110/24-44 | 232 | Reagensi za biohemijski analizator BT 1500 (Biotecnica Instruments SpA) | 3 | ALKALNA FOSFAZA | RGN214970 | pakovanje | 5 x100 ml | Dialab G.m.b.H. | Alkaline phosphatase mod.IFCC, R1 4x100ml/ R2 1x100ml | 17710 | 20% | Yunycom d.o.o. | 105-26/24 | 08.10.2024 | 08.10.2025
Reagensi, izuzev za transfuziju | 404-1-110/24-44 | 232 | Reagensi za biohemijski analizator BT 1500 (Biotecnica Instruments SpA) | 4 | ALKALNI CUVETE CLEANER | RGN214971 | pakovanje | 1000 ml | BIOANALYTICA d.o.o. | Alkaline Cuvete Cleaner 1 L | 71520 | 20% | Yunycom d.o.o. | 105-26/24 | 08.10.2024 | 08.10.2025
Reagensi, izuzev za transfuziju | 404-1-110/24-44 | 232 | Reagensi za biohemijski analizator BT 1500 (Biotecnica Instruments SpA) | 5 | BILIRUBIN DIREKTAN | RGN214972 | pakovanje | 5X100 ml | Dialab G.m.b.H. | Bilirubin auto direct DCA, R1 4x100ml/ R2 1x100ml | 26180 | 20% | Yunycom d.o.o. | 105-26/24 | 08.10.2024 | 08.10.2025
Reagensi, izuzev za transfuziju | 404-1-110/24-44 | 232 | Reagensi za biohemijski analizator BT 1500 (Biotecnica Instruments SpA) | 6 | CK MB | RGN214973 | pakovanje | 5Х25 ml | Dialab G.m.b.H. | CK-MB opt.DGKC/IFCC, R1 4x25ml/ R2 1x25ml | 22020 | 20% | Yunycom d.o.o. | 105-26/24 | 08.10.2024 | 08.10.2025
Reagensi, izuzev za transfuziju | 404-1-110/24-44 | 232 | Reagensi za biohemijski analizator BT 1500 (Biotecnica Instruments SpA) | 7 | CK-NAC | RGN214974 | pakovanje | 5x50 ml. | Dialab G.m.b.H. | CK-NAC opt.DGKC/IFCC, R1 4x50ml/ R2 1x50ml | 51700 | 20% | Yunycom d.o.o. | 105-26/24 | 08.10.2024 | 08.10.2025
Reagensi, izuzev za transfuziju | 404-1-110/24-44 | 232 | Reagensi za biohemijski analizator BT 1500 (Biotecnica Instruments SpA) | 8 | ČAŠICE a 1.5ml | RGN214975 | pakovanje | 1X1000 komad | Biotecnica Instruments S.P.A. Italija | Sample cup, 2ml (1000 pcs) | 4950 | 20% | Yunycom d.o.o. | 105-26/24 | 08.10.2024 | 08.10.2025
Reagensi, izuzev za transfuziju | 404-1-110/24-44 | 232 | Reagensi za biohemijski analizator BT 1500 (Biotecnica Instruments SpA) | 9 | DIACAL AUTO L | RGN214976 | pakovanje | 1X3 ml | Dialab G.m.b.H. | Diacal Auto, 1x3ml | 4400 | 20% | Yunycom d.o.o. | 105-26/24 | 08.10.2024 | 08.10.2025
Reagensi, izuzev za transfuziju | 404-1-110/24-44 | 232 | Reagensi za biohemijski analizator BT 1500 (Biotecnica Instruments SpA) | 10 | DIACON N (KONTROLNI SERUM) | RGN214977 | pakovanje | 1X5 ML | Dialab G.m.b.H. | Diacon N (Control serum normal), 1x5ml | 4950 | 20% | Yunycom d.o.o. | 105-26/24 | 08.10.2024 | 08.10.2025
Reagensi, izuzev za transfuziju | 404-1-110/24-44 | 232 | Reagensi za biohemijski analizator BT 1500 (Biotecnica Instruments SpA) | 11 | DIACON P (KONTROLNI SERUM ) | RGN214978 | pakovanje | 1X5 ML | Dialab G.m.b.H. | Diacon P (Control serum abnormal), 1x5ml | 4950 | 20% | Yunycom d.o.o. | 105-26/24 | 08.10.2024 | 08.10.2025
Reagensi, izuzev za transfuziju | 404-1-110/24-44 | 232 | Reagensi za biohemijski analizator BT 1500 (Biotecnica Instruments SpA) | 12 | EXTRA WASH SOLUTION | RGN214979 | pakovanje | 2x100 ml | Dialab G.m.b.H. | Extra Washing Solution 2x100mL | 20150 | 20% | Yunycom d.o.o. | 105-26/24 | 08.10.2024 | 08.10.2025
Reagensi, izuzev za transfuziju | 404-1-110/24-44 | 232 | Reagensi za biohemijski analizator BT 1500 (Biotecnica Instruments SpA) | 13 | GGT | RGN214980 | pakovanje | 5Х50 ml | Dialab G.m.b.H. | Gamma GT SZASZ stand.to IFCC, R1 4x50ml/ R2 1x50ml | 44800 | 20% | Yunycom d.o.o. | 105-26/24 | 08.10.2024 | 08.10.2025
Reagensi, izuzev za transfuziju | 404-1-110/24-44 | 232 | Reagensi za biohemijski analizator BT 1500 (Biotecnica Instruments SpA) | 14 | GLUKOZA GOT-PAP | RGN214981 | pakovanje | 1x1000ml | Dialab G.m.b.H. | Glucose GOD-PAP, 1x1000ml | 15910 | 20% | Yunycom d.o.o. | 105-26/24 | 08.10.2024 | 08.10.2025
Reagensi, izuzev za transfuziju | 404-1-110/24-44 | 232 | Reagensi za biohemijski analizator BT 1500 (Biotecnica Instruments SpA) | 15 | GOT ( AST ) | RGN214982 | pakovanje | 5x100ml | Dialab G.m.b.H. | GOT (AST) mod. IFCC, R1 4x100ml/ R2 1x100ml | 22440 | 20% | Yunycom d.o.o. | 105-26/24 | 08.10.2024 | 08.10.2025
Reagensi, izuzev za transfuziju | 404-1-110/24-44 | 232 | Reagensi za biohemijski analizator BT 1500 (Biotecnica Instruments SpA) | 16 | GPT ( ALT ) | RGN214983 | pakovanje | 5x100ml | Dialab G.m.b.H. | GPT (ALT) mod. IFCC, R1 4x100ml/ R2 1x100ml | 22440 | 20% | Yunycom d.o.o. | 105-26/24 | 08.10.2024 | 08.10.2025
Reagensi, izuzev za transfuziju | 404-1-110/24-44 | 232 | Reagensi za biohemijski analizator BT 1500 (Biotecnica Instruments SpA) | 17 | GVOŽĐE FEREN | RGN214984 | pakovanje | 5x100 ml. | Dialab G.m.b.H. | Iron Ferene, R1 4x100ml/ R2 1x100ml | 35540 | 20% | Yunycom d.o.o. | 105-26/24 | 08.10.2024 | 08.10.2025
Reagensi, izuzev za transfuziju | 404-1-110/24-44 | 232 | Reagensi za biohemijski analizator BT 1500 (Biotecnica Instruments SpA) | 18 | HDL HOLESTEROL DIREKTNI | RGN214985 | pakovanje | 5x50ml | Dialab G.m.b.H. | HDL cholesterol direct, enzymatic R1 4x50ml/ R2 1x50ml | 96800 | 20% | Yunycom d.o.o. | 105-26/24 | 08.10.2024 | 08.10.2025
Reagensi, izuzev za transfuziju | 404-1-110/24-44 | 232 | Reagensi za biohemijski analizator BT 1500 (Biotecnica Instruments SpA) | 19 | Diacal Lipids | RGN233349 | pakovanje | 1x2ml | Dialab G.m.b.H. | Diacal lipids 1x2ml | 12650 | 20% | Yunycom d.o.o. | 105-26/24 | 08.10.2024 | 08.10.2025
Reagensi, izuzev za transfuziju | 404-1-110/24-44 | 232 | Reagensi za biohemijski analizator BT 1500 (Biotecnica Instruments SpA) | 20 | HOLESTEROL CHOD-PAP | RGN214987 | pakovanje | 1x1.000 ml. | Dialab G.m.b.H. | Cholesterol CHOD-PAP, 1x1000ml | 16180 | 20% | Yunycom d.o.o. | 105-26/24 | 08.10.2024 | 08.10.2025
Reagensi, izuzev za transfuziju | 404-1-110/24-44 | 232 | Reagensi za biohemijski analizator BT 1500 (Biotecnica Instruments SpA) | 21 | KALCIJUM | RGN214988 | pakovanje | 5Х100 ml | Dialab G.m.b.H. | Calcium Arsenazo, 5x100ml | 15900 | 20% | Yunycom d.o.o. | 105-26/24 | 08.10.2024 | 08.10.2025
Reagensi, izuzev za transfuziju | 404-1-110/24-44 | 232 | Reagensi za biohemijski analizator BT 1500 (Biotecnica Instruments SpA) | 22 | KRETININ | RGN214989 | pakovanje | 5x100ml | Dialab G.m.b.H. | Creatinine mod.Jaffe, R1 4x100ml/ R2 1x100ml | 8690 | 20% | Yunycom d.o.o. | 105-26/24 | 08.10.2024 | 08.10.2025
Reagensi, izuzev za transfuziju | 404-1-110/24-44 | 232 | Reagensi za biohemijski analizator BT 1500 (Biotecnica Instruments SpA) | 23 | LDH-P DGKC | RGN214990 | pakovanje | 5x50 ml. | Dialab G.m.b.H. | LDH-P opt. DGKC, 5x100ml | 40320 | 20% | Yunycom d.o.o. | 105-26/24 | 08.10.2024 | 08.10.2025
Reagensi, izuzev za transfuziju | 404-1-110/24-44 | 232 | Reagensi za biohemijski analizator BT 1500 (Biotecnica Instruments SpA) | 25 | Mokraćna kiselina , TBHBA | RGN214993 | pakovanje | 5x100ml | Dialab G.m.b.H. | Uric acid TBHBA, 5x100ml | 24560 | 20% | Yunycom d.o.o. | 105-26/24 | 08.10.2024 | 08.10.2025
Reagensi, izuzev za transfuziju | 404-1-110/24-44 | 232 | Reagensi za biohemijski analizator BT 1500 (Biotecnica Instruments SpA) | 26 | Diacal auto | RGN214994 | pakovanje | 1x3ml | Dialab G.m.b.H. | Diacal Auto, 1x3ml | 4400 | 20% | Yunycom d.o.o. | 105-26/24 | 08.10.2024 | 08.10.2025
Reagensi, izuzev za transfuziju | 404-1-110/24-44 | 232 | Reagensi za biohemijski analizator BT 1500 (Biotecnica Instruments SpA) | 27 | TENSIOACTIV SOLUTION | RGN214995 | pakovanje | 1x100 ml | Dialab G.m.b.H. | Tensioactive Solution 1x100mL | 73900 | 20% | Yunycom d.o.o. | 105-26/24 | 08.10.2024 | 08.10.2025
Reagensi, izuzev za transfuziju | 404-1-110/24-44 | 232 | Reagensi za biohemijski analizator BT 1500 (Biotecnica Instruments SpA) | 28 | TRIGLICERIDI GPO-PAP | RGN214996 | pakovanje | 5x100ml | Dialab G.m.b.H. | Triglycerides GPO-PAP, 5x100ml | 37310 | 20% | Yunycom d.o.o. | 105-26/24 | 08.10.2024 | 08.10.2025
Reagensi, izuzev za transfuziju | 404-1-110/24-44 | 232 | Reagensi za biohemijski analizator BT 1500 (Biotecnica Instruments SpA) | 29 | UKUPNI BILIRUBIN | RGN214997 | pakovanje | 5X100 ml | Dialab G.m.b.H. | Bilirubin auto total DCA, R1 4x100ml/ R2 1x100ml | 23160 | 20% | Yunycom d.o.o. | 105-26/24 | 08.10.2024 | 08.10.2025
Reagensi, izuzev za transfuziju | 404-1-110/24-44 | 232 | Reagensi za biohemijski analizator BT 1500 (Biotecnica Instruments SpA) | 30 | UKUPNI PROTEINI | RGN214998 | pakovanje | 5x100 ml. | Dialab G.m.b.H. | Protein total Biuret, R1 4x100ml/ R2 1x100ml | 10550 | 20% | Yunycom d.o.o. | 105-26/24 | 08.10.2024 | 08.10.2025
Reagensi, izuzev za transfuziju | 404-1-110/24-44 | 232 | Reagensi za biohemijski analizator BT 1500 (Biotecnica Instruments SpA) | 31 | UREA UV | RGN214999 | pakovanje | 5x100ml | Dialab G.m.b.H. | Urea UV Auto, Urease/GLDH, R1 4x100ml/ R2 1x100ml | 28970 | 20% | Yunycom d.o.o. | 105-26/24 | 08.10.2024 | 08.10.2025
Reagensi, izuzev za transfuziju | 404-1-110/24-44 | 232 | Reagensi za biohemijski analizator BT 1500 (Biotecnica Instruments SpA) | 32 | CRP | RGN215000 | pakovanje | 1x10 ml. + 5x25 ml. | Dialab G.m.b.H. | CRP 1x10ml Antibody reagent, 5x25ml PEG4 Buffer | 23280 | 20% | Yunycom d.o.o. | 105-26/24 | 08.10.2024 | 08.10.2025
Reagensi, izuzev za transfuziju | 404-1-110/24-44 | 232 | Reagensi za biohemijski analizator BT 1500 (Biotecnica Instruments SpA) | 33 | CRP kalibrator 5-nivoa | RGN215001 | pakovanje | 5x1ml | Dialab G.m.b.H. | CRP Calibrator 5-Level Series 5x1ml | 40590 | 20% | Yunycom d.o.o. | 105-26/24 | 08.10.2024 | 08.10.2025
Reagensi, izuzev za transfuziju | 404-1-110/24-44 | 232 | Reagensi za biohemijski analizator BT 1500 (Biotecnica Instruments SpA) | 34 | CRP kontrola High | RGN215002 | pakovanje | 1x5ml | Dialab G.m.b.H. | CRP Control High 1x5 mL | 19750 | 20% | Yunycom d.o.o. | 105-26/24 | 08.10.2024 | 08.10.2025
Reagensi, izuzev za transfuziju | 404-1-110/24-44 | 232 | Reagensi za biohemijski analizator BT 1500 (Biotecnica Instruments SpA) | 35 | CRP kontrola Low | RGN215003 | pakovanje | 1x5ml | Dialab G.m.b.H. | CRP Control Low 1x5 mL | 19750 | 20% | Yunycom d.o.o. | 105-26/24 | 08.10.2024 | 08.10.2025
Reagensi, izuzev za transfuziju | 404-1-110/24-44 | 232 | Reagensi za biohemijski analizator BT 1500 (Biotecnica Instruments SpA) | 36 | HbA1c kalibrator set | RGN215004 | pakovanje | 4x0.5ml | Dialab G.m.b.H. | HbA1c direct calibrator series, 4x0,5ml | 22770 | 20% | Yunycom d.o.o. | 105-26/24 | 08.10.2024 | 08.10.2025
Reagensi, izuzev za transfuziju | 404-1-110/24-44 | 232 | Reagensi za biohemijski analizator BT 1500 (Biotecnica Instruments SpA) | 37 | HbA1c kontrolni set | RGN215005 | pakovanje | 4x0.5 ml | Dialab G.m.b.H. | HbA1c direct control set, 4x0,5ml, 2 level | 19920 | 20% | Yunycom d.o.o. | 105-26/24 | 08.10.2024 | 08.10.2025
Reagensi, izuzev za transfuziju | 404-1-110/24-44 | 232 | Reagensi za biohemijski analizator BT 1500 (Biotecnica Instruments SpA) | 38 | HbA1c,Hemolysis reagent | RGN215006 | pakovanje | 500 ml | Dialab G.m.b.H. | HbA1c Hemolysis reagent, 5x100ml | 4460 | 20% | Yunycom d.o.o. | 105-26/24 | 08.10.2024 | 08.10.2025
Reagensi, izuzev za transfuziju | 404-1-110/24-44 | 232 | Reagensi za biohemijski analizator BT 1500 (Biotecnica Instruments SpA) | 39 | Ukupni proteini u urinu /CSF Pyrogallol red | RGN215007 | pakovanje | 5x25ml | Dialab G.m.b.H. | Protein total in urine/CSF Pyrogallol red, 5x25ml | 4240 | 20% | Yunycom d.o.o. | 105-26/24 | 08.10.2024 | 08.10.2025
Reagensi, izuzev za transfuziju | 404-1-110/24-44 | 232 | Reagensi za biohemijski analizator BT 1500 (Biotecnica Instruments SpA) | 40 | Cuvette washing solution | RGN215010 | pakovanje | 1x1000ml | Dialab G.m.b.H. | Cuvette washing solution 1x1000mL | 32540 | 20% | Yunycom d.o.o. | 105-26/24 | 08.10.2024 | 08.10.2025
Reagensi, izuzev za transfuziju | 404-1-110/24-44 | 232 | Reagensi za biohemijski analizator BT 1500 (Biotecnica Instruments SpA) | 41 | Fosfor | RGN215011 | pakovanje | 5x50ml | Dialab G.m.b.H. | Phosphorus inorganic, 5x50ml | 5060 | 20% | Yunycom d.o.o. | 105-26/24 | 08.10.2024 | 08.10.2025
Reagensi, izuzev za transfuziju | 404-1-110/24-44 | 232 | Reagensi za biohemijski analizator BT 1500 (Biotecnica Instruments SpA) | 42 | UIBC | RGN215012 | pakovanje | 5x25 ml. | Dialab G.m.b.H. | UIBC Ferene 5x25ml(125ml) 4x25mlR1, 1x25mlR2 | 13520 | 20% | Yunycom d.o.o. | 105-26/24 | 08.10.2024 | 08.10.2025
Reagensi, izuzev za transfuziju | 404-1-110/24-44 | 232 | Reagensi za biohemijski analizator BT 1500 (Biotecnica Instruments SpA) | 43 | Probe rinse (Extra wash) | RGN215013 | pakovanje | 2x100ml | BIOANALYTICA d.o.o. | Probe Rinse 2x100 mL (Extra Wash) | 20150 | 20% | Yunycom d.o.o. | 105-26/24 | 08.10.2024 | 08.10.2025
Reagensi, izuzev za transfuziju | 404-1-110/24-44 | 232 | Reagensi za biohemijski analizator BT 1500 (Biotecnica Instruments SpA) | 44 | RF | RGN215014 | pakovanje | 100 testova | Dialab G.m.b.H. | RF-KIT (100 tests) | 4400 | 20% | Yunycom d.o.o. | 105-26/24 | 08.10.2024 | 08.10.2025
Reagensi, izuzev za transfuziju | 404-1-110/24-44 | 232 | Reagensi za biohemijski analizator BT 1500 (Biotecnica Instruments SpA) | 45 | ASO | RGN215015 | pakovanje | 100 testova | Dialab G.m.b.H. | ASO-KIT (100 tests) | 4400 | 20% | Yunycom d.o.o. | 105-26/24 | 08.10.2024 | 08.10.2025
Reagensi, izuzev za transfuziju | 404-1-110/24-44 | 233 | Reagensi za biohemijski analizator BT-3500 (Biotecnica Instruments SpA) | 1 | Casice od 1,5ml | RGN215030 | pakovanje | 1x1000komad | Biotecnica Instruments S.P.A. Italija | Sample cup, 2ml (1000 pcs) | 4950 | 20% | Yunycom d.o.o. | 105-26/24 | 08.10.2024 | 08.10.2025
Reagensi, izuzev za transfuziju | 404-1-110/24-44 | 233 | Reagensi za biohemijski analizator BT-3500 (Biotecnica Instruments SpA) | 2 | albumini BCG | RGN215031 | pakovanje | r1 -4x100ml r2 -1x100ml | Dialab G.m.b.H. | Albumin BCG, 5x100ml | 6600 | 20% | Yunycom d.o.o. | 105-26/24 | 08.10.2024 | 08.10.2025
Reagensi, izuzev za transfuziju | 404-1-110/24-44 | 233 | Reagensi za biohemijski analizator BT-3500 (Biotecnica Instruments SpA) | 3 | alanin trans.mod IFCC | RGN215032 | pakovanje | R1- 4x100ml R2- 1x100ml | Dialab G.m.b.H. | GPT (ALT) mod. IFCC, R1 4x100ml/ R2 1x100ml | 22440 | 20% | Yunycom d.o.o. | 105-26/24 | 08.10.2024 | 08.10.2025
Reagensi, izuzev za transfuziju | 404-1-110/24-44 | 233 | Reagensi za biohemijski analizator BT-3500 (Biotecnica Instruments SpA) | 4 | aspartat trans.mod IFCC | RGN215033 | pakovanje | R1 - 4x100ml R2 - 1x100ml | Dialab G.m.b.H. | GOT (AST) mod. IFCC, R1 4x100ml/ R2 1x100ml | 22440 | 20% | Yunycom d.o.o. | 105-26/24 | 08.10.2024 | 08.10.2025
Reagensi, izuzev za transfuziju | 404-1-110/24-44 | 233 | Reagensi za biohemijski analizator BT-3500 (Biotecnica Instruments SpA) | 5 | alkalna fosfataza mod IFCC | RGN215034 | pakovanje | R1 - 4x50ml R2 - 1x50ml | Dialab G.m.b.H. | Alkaline phosphatase mod.IFCC, R1 4x50ml/ R2 1x50ml | 13450 | 20% | Yunycom d.o.o. | 105-26/24 | 08.10.2024 | 08.10.2025
Reagensi, izuzev za transfuziju | 404-1-110/24-44 | 233 | Reagensi za biohemijski analizator BT-3500 (Biotecnica Instruments SpA) | 6 | alfa-amylase-CNP-G3 | RGN215035 | pakovanje | 5x50ml | Dialab G.m.b.H. | Alpha-amylase CNP-G3, 5x50ml | 46750 | 20% | Yunycom d.o.o. | 105-26/24 | 08.10.2024 | 08.10.2025
Reagensi, izuzev za transfuziju | 404-1-110/24-44 | 233 | Reagensi za biohemijski analizator BT-3500 (Biotecnica Instruments SpA) | 7 | crp-imunoturbidimetrijski | RGN215036 | pakovanje | 1X10MlAb.Rgt.,5x25ml Bufer | Dialab G.m.b.H. | CRP 1x10ml Antibody reagent, 5x25ml PEG4 Buffer | 23280 | 20% | Yunycom d.o.o. | 105-26/24 | 08.10.2024 | 08.10.2025
Reagensi, izuzev za transfuziju | 404-1-110/24-44 | 233 | Reagensi za biohemijski analizator BT-3500 (Biotecnica Instruments SpA) | 8 | gvožđe-feren | RGN215037 | pakovanje | R1- 4x100ml R2 - 1x100ml | Dialab G.m.b.H. | Iron Ferene, R1 4x100ml/ R2 1x100ml | 35540 | 20% | Yunycom d.o.o. | 105-26/24 | 08.10.2024 | 08.10.2025
Reagensi, izuzev za transfuziju | 404-1-110/24-44 | 233 | Reagensi za biohemijski analizator BT-3500 (Biotecnica Instruments SpA) | 9 | glukoza-GOD PAP | RGN215038 | pakovanje | 1L | Dialab G.m.b.H. | Glucose GOD-PAP, 1x1000ml | 15910 | 20% | Yunycom d.o.o. | 105-26/24 | 08.10.2024 | 08.10.2025
Reagensi, izuzev za transfuziju | 404-1-110/24-44 | 233 | Reagensi za biohemijski analizator BT-3500 (Biotecnica Instruments SpA) | 10 | gama Gt-SZASZ stan IFCC | RGN215039 | pakovanje | R1 - 4x50ml R2 1x50ml | Dialab G.m.b.H. | Gamma GT SZASZ stand.to IFCC, R1 4x50ml/ R2 1x50ml | 44800 | 20% | Yunycom d.o.o. | 105-26/24 | 08.10.2024 | 08.10.2025
Reagensi, izuzev za transfuziju | 404-1-110/24-44 | 233 | Reagensi za biohemijski analizator BT-3500 (Biotecnica Instruments SpA) | 11 | holesterol-CHOD -PAP | RGN215040 | pakovanje | 5x100ml | Dialab G.m.b.H. | Cholesterol CHOD-PAP, 5x100ml | 10720 | 20% | Yunycom d.o.o. | 105-26/24 | 08.10.2024 | 08.10.2025
Reagensi, izuzev za transfuziju | 404-1-110/24-44 | 233 | Reagensi za biohemijski analizator BT-3500 (Biotecnica Instruments SpA) | 12 | hdl-holes.-direkt ,imunoihib.tur. | RGN215041 | pakovanje | R1 4x50ml R2 1x50ml | Dialab G.m.b.H. | HDL cholesterol direct, enzymatic R1 4x50ml/ R2 1x50ml | 96800 | 20% | Yunycom d.o.o. | 105-26/24 | 08.10.2024 | 08.10.2025
Reagensi, izuzev za transfuziju | 404-1-110/24-44 | 233 | Reagensi za biohemijski analizator BT-3500 (Biotecnica Instruments SpA) | 13 | HBA1c-direkt,imunoturbidimet | RGN215042 | pakovanje | R1 4x7.5ml R2 1x10 ml | Dialab G.m.b.H. | HbA1c direct reagent, R1 4x7,5ml/ R2A 1x9,5ml/ R2B 1x0,5ml | 42900 | 20% | Yunycom d.o.o. | 105-26/24 | 08.10.2024 | 08.10.2025
Reagensi, izuzev za transfuziju | 404-1-110/24-44 | 233 | Reagensi za biohemijski analizator BT-3500 (Biotecnica Instruments SpA) | 14 | kreatinin-mod.JAFFE | RGN215043 | pakovanje | 5X100ml | Dialab G.m.b.H. | Creatinine mod.Jaffe, R1 4x100ml/ R2 1x100ml | 8690 | 20% | Yunycom d.o.o. | 105-26/24 | 08.10.2024 | 08.10.2025
Reagensi, izuzev za transfuziju | 404-1-110/24-44 | 233 | Reagensi za biohemijski analizator BT-3500 (Biotecnica Instruments SpA) | 15 | kreatin kinaza,-NAC opt.DGKC /IFCC | RGN215044 | pakovanje | R1 4x50ml R2 1x50ml | Dialab G.m.b.H. | CK-NAC opt.DGKC/IFCC, R1 4x50ml/ R2 1x50ml | 51700 | 20% | Yunycom d.o.o. | 105-26/24 | 08.10.2024 | 08.10.2025
Reagensi, izuzev za transfuziju | 404-1-110/24-44 | 233 | Reagensi za biohemijski analizator BT-3500 (Biotecnica Instruments SpA) | 16 | laktat dehidro.-P ,opt.DGKC | RGN215045 | pakovanje | R1 4X50ml R2 1x50ml | Dialab G.m.b.H. | LDH-P opt. DGKC, 5x100ml | 40320 | 20% | Yunycom d.o.o. | 105-26/24 | 08.10.2024 | 08.10.2025
Reagensi, izuzev za transfuziju | 404-1-110/24-44 | 233 | Reagensi za biohemijski analizator BT-3500 (Biotecnica Instruments SpA) | 17 | mikroalbumin-turbidimetrijski | RGN215046 | pakovanje | 1x10mlab.Rgt.,5x25ml Bufer | Dialab G.m.b.H. | Microalbumin 1x10ml Antibody reagent, 5x25ml Microalbumin buffer | 27240 | 20% | Yunycom d.o.o. | 105-26/24 | 08.10.2024 | 08.10.2025
Reagensi, izuzev za transfuziju | 404-1-110/24-44 | 233 | Reagensi za biohemijski analizator BT-3500 (Biotecnica Instruments SpA) | 18 | ptotein total in urine /CSF | RGN215047 | pakovanje | 5X25ml | Dialab G.m.b.H. | Protein total in urine/CSF Pyrogallol red, 5x25ml | 4240 | 20% | Yunycom d.o.o. | 105-26/24 | 08.10.2024 | 08.10.2025
Reagensi, izuzev za transfuziju | 404-1-110/24-44 | 233 | Reagensi za biohemijski analizator BT-3500 (Biotecnica Instruments SpA) | 19 | trigliceridi-GPO -PAP | RGN215048 | pakovanje | 5x100ml | Dialab G.m.b.H. | Triglycerides GPO-PAP, 5x100ml | 37310 | 20% | Yunycom d.o.o. | 105-26/24 | 08.10.2024 | 08.10.2025
Reagensi, izuzev za transfuziju | 404-1-110/24-44 | 233 | Reagensi za biohemijski analizator BT-3500 (Biotecnica Instruments SpA) | 20 | UIBC | RGN215049 | pakovanje | R1 4x25ml R2 1x25ml | Dialab G.m.b.H. | UIBC Ferene 5x25ml(125ml) 4x25mlR1, 1x25mlR2 | 13520 | 20% | Yunycom d.o.o. | 105-26/24 | 08.10.2024 | 08.10.2025
Reagensi, izuzev za transfuziju | 404-1-110/24-44 | 233 | Reagensi za biohemijski analizator BT-3500 (Biotecnica Instruments SpA) | 21 | UREA | RGN215050 | pakovanje | R1 4x100ml R2 1x100ml | Dialab G.m.b.H. | Urea UV Auto, Urease/GLDH, R1 4x100ml/ R2 1x100ml | 28970 | 20% | Yunycom d.o.o. | 105-26/24 | 08.10.2024 | 08.10.2025
Reagensi, izuzev za transfuziju | 404-1-110/24-44 | 233 | Reagensi za biohemijski analizator BT-3500 (Biotecnica Instruments SpA) | 22 | proteini total- BIURET | RGN215051 | pakovanje | R1 4x100ml R2 1x100ml | Dialab G.m.b.H. | Protein total Biuret, R1 4x100ml/ R2 1x100ml | 10550 | 20% | Yunycom d.o.o. | 105-26/24 | 08.10.2024 | 08.10.2025
Reagensi, izuzev za transfuziju | 404-1-110/24-44 | 233 | Reagensi za biohemijski analizator BT-3500 (Biotecnica Instruments SpA) | 23 | Diacon N | RGN215052 | pakovanje | 12X5 ml | Dialab G.m.b.H. | Diacon N (Control serum normal), 12x5ml | 29570 | 20% | Yunycom d.o.o. | 105-26/24 | 08.10.2024 | 08.10.2025
Reagensi, izuzev za transfuziju | 404-1-110/24-44 | 233 | Reagensi za biohemijski analizator BT-3500 (Biotecnica Instruments SpA) | 24 | Diacon P | RGN215053 | pakovanje | 12X5 ml | Dialab G.m.b.H. | Diacon P (Control serum abnormal), 12x5ml | 29570 | 20% | Yunycom d.o.o. | 105-26/24 | 08.10.2024 | 08.10.2025
Reagensi, izuzev za transfuziju | 404-1-110/24-44 | 233 | Reagensi za biohemijski analizator BT-3500 (Biotecnica Instruments SpA) | 25 | hemolysis reagent | RGN215054 | pakovanje | 5x100ml | Dialab G.m.b.H. | HbA1c Hemolysis reagent, 5x100ml | 4460 | 20% | Yunycom d.o.o. | 105-26/24 | 08.10.2024 | 08.10.2025
Reagensi, izuzev za transfuziju | 404-1-110/24-44 | 233 | Reagensi za biohemijski analizator BT-3500 (Biotecnica Instruments SpA) | 26 | Cuvette washing solution | RGN215055 | pakovanje | 1000ml | Dialab G.m.b.H. | Cuvette washing solution 1x1000mL | 32540 | 20% | Yunycom d.o.o. | 105-26/24 | 08.10.2024 | 08.10.2025
Reagensi, izuzev za transfuziju | 404-1-110/24-44 | 233 | Reagensi za biohemijski analizator BT-3500 (Biotecnica Instruments SpA) | 27 | Extra wasing solution | RGN215056 | pakovanje | 2x100ml | Dialab G.m.b.H. | Extra Washing Solution 2x100mL | 20150 | 20% | Yunycom d.o.o. | 105-26/24 | 08.10.2024 | 08.10.2025
Reagensi, izuzev za transfuziju | 404-1-110/24-44 | 233 | Reagensi za biohemijski analizator BT-3500 (Biotecnica Instruments SpA) | 28 | Tensioactive | RGN215057 | pakovanje | 100ml | Dialab G.m.b.H. | Tensioactive Solution 1x100mL | 73900 | 20% | Yunycom d.o.o. | 105-26/24 | 08.10.2024 | 08.10.2025
Reagensi, izuzev za transfuziju | 404-1-110/24-44 | 233 | Reagensi za biohemijski analizator BT-3500 (Biotecnica Instruments SpA) | 29 | Mokraćna kiselina , TBHBA | RGN215058 | pakovanje | 5x100ml | Dialab G.m.b.H. | Uric acid TBHBA, 5x100ml | 24560 | 20% | Yunycom d.o.o. | 105-26/24 | 08.10.2024 | 08.10.2025
Reagensi, izuzev za transfuziju | 404-1-110/24-44 | 233 | Reagensi za biohemijski analizator BT-3500 (Biotecnica Instruments SpA) | 30 | CRP kalibrator 5-nivoa | RGN215059 | pakovanje | 5x1ml | Dialab G.m.b.H. | CRP Calibrator 5-Level Series 5x1ml | 40590 | 20% | Yunycom d.o.o. | 105-26/24 | 08.10.2024 | 08.10.2025
Reagensi, izuzev za transfuziju | 404-1-110/24-44 | 233 | Reagensi za biohemijski analizator BT-3500 (Biotecnica Instruments SpA) | 31 | CRP kontrola High | RGN215060 | pakovanje | 1x5ml | Dialab G.m.b.H. | CRP Control High 1x5 mL | 19750 | 20% | Yunycom d.o.o. | 105-26/24 | 08.10.2024 | 08.10.2025
Reagensi, izuzev za transfuziju | 404-1-110/24-44 | 233 | Reagensi za biohemijski analizator BT-3500 (Biotecnica Instruments SpA) | 32 | CRP kontrola Low | RGN215061 | pakovanje | 1x5ml | Dialab G.m.b.H. | CRP Control Low 1x5 mL | 19750 | 20% | Yunycom d.o.o. | 105-26/24 | 08.10.2024 | 08.10.2025
Reagensi, izuzev za transfuziju | 404-1-110/24-44 | 233 | Reagensi za biohemijski analizator BT-3500 (Biotecnica Instruments SpA) | 33 | HbA1c kalibrator set | RGN215062 | pakovanje | 4x0.5ml | Dialab G.m.b.H. | HbA1c direct calibrator series, 4x0,5ml | 22770 | 20% | Yunycom d.o.o. | 105-26/24 | 08.10.2024 | 08.10.2025
Reagensi, izuzev za transfuziju | 404-1-110/24-44 | 233 | Reagensi za biohemijski analizator BT-3500 (Biotecnica Instruments SpA) | 34 | HbA1c kontrolni set | RGN215063 | pakovanje | 4x0.5 ml | Dialab G.m.b.H. | HbA1c direct control set, 4x0,5ml, 2 level | 19920 | 20% | Yunycom d.o.o. | 105-26/24 | 08.10.2024 | 08.10.2025
Reagensi, izuzev za transfuziju | 404-1-110/24-44 | 233 | Reagensi za biohemijski analizator BT-3500 (Biotecnica Instruments SpA) | 35 | HbA1c,Hemolysis reagent | RGN215064 | pakovanje | 500 ml | Dialab G.m.b.H. | HbA1c Hemolysis reagent, 5x100ml | 4460 | 20% | Yunycom d.o.o. | 105-26/24 | 08.10.2024 | 08.10.2025
Reagensi, izuzev za transfuziju | 404-1-110/24-44 | 233 | Reagensi za biohemijski analizator BT-3500 (Biotecnica Instruments SpA) | 36 | Microalbumin calibrator 1x1ml | RGN215065 | pakovanje | 1x1ml | Dialab G.m.b.H. | Microalbumin calibrator 1x1ml | 2640 | 20% | Yunycom d.o.o. | 105-26/24 | 08.10.2024 | 08.10.2025
Reagensi, izuzev za transfuziju | 404-1-110/24-44 | 233 | Reagensi za biohemijski analizator BT-3500 (Biotecnica Instruments SpA) | 37 | Diacon kontrola za urine | RGN215066 | pakovanje | 1x5ml | Dialab G.m.b.H. | Diacon Urine Level 1 1x5ml | 1980 | 20% | Yunycom d.o.o. | 105-26/24 | 08.10.2024 | 08.10.2025
Reagensi, izuzev za transfuziju | 404-1-110/24-44 | 233 | Reagensi za biohemijski analizator BT-3500 (Biotecnica Instruments SpA) | 38 | DIACAL AUTO | RGN215067 | pakovanje | 1x3ml | Dialab G.m.b.H. | Diacal Auto, 1x3ml | 4400 | 20% | Yunycom d.o.o. | 105-26/24 | 08.10.2024 | 08.10.2025
Reagensi, izuzev za transfuziju | 404-1-110/24-44 | 233 | Reagensi za biohemijski analizator BT-3500 (Biotecnica Instruments SpA) | 39 | Diacon N | RGN215068 | pakovanje | 1X5 ml | Dialab G.m.b.H. | Diacon N (Control serum normal), 1x5ml | 4950 | 20% | Yunycom d.o.o. | 105-26/24 | 08.10.2024 | 08.10.2025
Reagensi, izuzev za transfuziju | 404-1-110/24-44 | 233 | Reagensi za biohemijski analizator BT-3500 (Biotecnica Instruments SpA) | 40 | Diacon P | RGN215069 | pakovanje | 1X5 ml | Dialab G.m.b.H. | Diacon P (Control serum abnormal), 1x5ml | 4950 | 20% | Yunycom d.o.o. | 105-26/24 | 08.10.2024 | 08.10.2025
Reagensi, izuzev za transfuziju | 404-1-110/24-44 | 233 | Reagensi za biohemijski analizator BT-3500 (Biotecnica Instruments SpA) | 41 | RF | RGN215070 | pakovanje | 100 testova | Dialab G.m.b.H. | RF-KIT (100 tests) | 4400 | 20% | Yunycom d.o.o. | 105-26/24 | 08.10.2024 | 08.10.2025
Reagensi, izuzev za transfuziju | 404-1-110/24-44 | 233 | Reagensi za biohemijski analizator BT-3500 (Biotecnica Instruments SpA) | 42 | ASO | RGN215071 | pakovanje | 100 testova | Dialab G.m.b.H. | ASO-KIT (100 tests) | 4400 | 20% | Yunycom d.o.o. | 105-26/24 | 08.10.2024 | 08.10.2025
Reagensi, izuzev za transfuziju | 404-1-110/24-44 | 234 | Reagensi za biohemijski analizator BTS-330 (BYOSISTEM) | 1 | TIBC Ferozin | RGN215072 | pakovanje | 50 testova | BioSystems | Iron TIBC | 1573 | 20% | Promedia d.o.o. | 105-21/24 | 08.10.2024 | 08.10.2025
Reagensi, izuzev za transfuziju | 404-1-110/24-44 | 234 | Reagensi za biohemijski analizator BTS-330 (BYOSISTEM) | 2 | Kontrolni serum nivo II | RGN215073 | pakovanje | 5x5 ml | BioSystems | Biochemistry Control Serum Level II | 10301.94 | 20% | Promedia d.o.o. | 105-21/24 | 08.10.2024 | 08.10.2025
Reagensi, izuzev za transfuziju | 404-1-110/24-44 | 235 | Reagensi za biohemijski analizator CS- 300B "DIRUI" (Dirui Industrial CO) | 1 | Glucose 60 | RGN220840 | pakovanje | 360 ml | PZ CORMAY, Poljska | Glucose 60 | 1825 | 20% | Vicor d.o.o. | 105-25/24 | 08.10.2024 | 08.10.2025
Reagensi, izuzev za transfuziju | 404-1-110/24-44 | 235 | Reagensi za biohemijski analizator CS- 300B "DIRUI" (Dirui Industrial CO) | 2 | Urea 120 | RGN215075 | pakovanje | 5x96ml,1x120ml | PZ CORMAY, Poljska | Urea 120 | 8100 | 20% | Vicor d.o.o. | 105-25/24 | 08.10.2024 | 08.10.2025
Reagensi, izuzev za transfuziju | 404-1-110/24-44 | 235 | Reagensi za biohemijski analizator CS- 300B "DIRUI" (Dirui Industrial CO) | 3 | Creatinine 30 | RGN220841 | pakovanje | 150 ml | PZ CORMAY, Poljska | Creatinine 30 | 3680 | 20% | Vicor d.o.o. | 105-25/24 | 08.10.2024 | 08.10.2025
Reagensi, izuzev za transfuziju | 404-1-110/24-44 | 235 | Reagensi za biohemijski analizator CS- 300B "DIRUI" (Dirui Industrial CO) | 4 | AST 120 | RGN215077 | pakovanje | 5x96ml,1x120ml | PZ CORMAY, Poljska | ASAT 120 | 4140 | 20% | Vicor d.o.o. | 105-25/24 | 08.10.2024 | 08.10.2025
Reagensi, izuzev za transfuziju | 404-1-110/24-44 | 235 | Reagensi za biohemijski analizator CS- 300B "DIRUI" (Dirui Industrial CO) | 5 | ALT 120 | RGN215078 | pakovanje | 5x96ml,1x120ml | PZ CORMAY, Poljska | ALAT 120 | 4140 | 20% | Vicor d.o.o. | 105-25/24 | 08.10.2024 | 08.10.2025
Reagensi, izuzev za transfuziju | 404-1-110/24-44 | 235 | Reagensi za biohemijski analizator CS- 300B "DIRUI" (Dirui Industrial CO) | 6 | GGT 60 | RGN215079 | pakovanje | 5x48ml,1x60ml | PZ CORMAY, Poljska | GGT 60 | 5555 | 20% | Vicor d.o.o. | 105-25/24 | 08.10.2024 | 08.10.2025
Reagensi, izuzev za transfuziju | 404-1-110/24-44 | 235 | Reagensi za biohemijski analizator CS- 300B "DIRUI" (Dirui Industrial CO) | 7 | ALP 60 | RGN233351 | pakovanje | 5x48ml,1x60ml | PZ CORMAY, Poljska | ALP 60 | 2585 | 20% | Vicor d.o.o. | 105-25/24 | 08.10.2024 | 08.10.2025
Reagensi, izuzev za transfuziju | 404-1-110/24-44 | 235 | Reagensi za biohemijski analizator CS- 300B "DIRUI" (Dirui Industrial CO) | 8 | CK 60 | RGN215081 | pakovanje | 5x50ml,1x50ml | PZ CORMAY, Poljska | CK 60 | 9660 | 20% | Vicor d.o.o. | 105-25/24 | 08.10.2024 | 08.10.2025
Reagensi, izuzev za transfuziju | 404-1-110/24-44 | 235 | Reagensi za biohemijski analizator CS- 300B "DIRUI" (Dirui Industrial CO) | 9 | Chol 60 | RGN220842 | pakovanje | 360 ml | PZ CORMAY, Poljska | Chol 60 | 4495 | 20% | Vicor d.o.o. | 105-25/24 | 08.10.2024 | 08.10.2025
Reagensi, izuzev za transfuziju | 404-1-110/24-44 | 235 | Reagensi za biohemijski analizator CS- 300B "DIRUI" (Dirui Industrial CO) | 10 | Trigliceridi 120 | RGN215083 | pakovanje | 5x96ml,1x120ml | PZ CORMAY, Poljska | Tg 120 | 10290 | 20% | Vicor d.o.o. | 105-25/24 | 08.10.2024 | 08.10.2025
Reagensi, izuzev za transfuziju | 404-1-110/24-44 | 235 | Reagensi za biohemijski analizator CS- 300B "DIRUI" (Dirui Industrial CO) | 11 | Bilirubin totalni 120 | RGN215084 | pakovanje | 5x96ml,1x120ml | PZ CORMAY, Poljska | Bil Total Malloy Evelyn 120 | 8740 | 20% | Vicor d.o.o. | 105-25/24 | 08.10.2024 | 08.10.2025
Reagensi, izuzev za transfuziju | 404-1-110/24-44 | 235 | Reagensi za biohemijski analizator CS- 300B "DIRUI" (Dirui Industrial CO) | 12 | CRPu serumu imunoturbidimetrija | RGN215085 | pakovanje | 1x46,5ml,1x48,5ml | PZ CORMAY, Poljska | CRP ultra | 12420 | 20% | Vicor d.o.o. | 105-25/24 | 08.10.2024 | 08.10.2025
Reagensi, izuzev za transfuziju | 404-1-110/24-44 | 235 | Reagensi za biohemijski analizator CS- 300B "DIRUI" (Dirui Industrial CO) | 13 | CRP kontrola | RGN215086 | pakovanje | 2x3ml | PZ CORMAY, Poljska | Immuno control 1 | 13150 | 20% | Vicor d.o.o. | 105-25/24 | 08.10.2024 | 08.10.2025
Reagensi, izuzev za transfuziju | 404-1-110/24-44 | 235 | Reagensi za biohemijski analizator CS- 300B "DIRUI" (Dirui Industrial CO) | 14 | CRP kalibrator u pet tačaka | RGN215087 | pakovanje | 5x2ml | PZ CORMAY, Poljska | CRP ultra calibrators | 15410 | 20% | Vicor d.o.o. | 105-25/24 | 08.10.2024 | 08.10.2025
Reagensi, izuzev za transfuziju | 404-1-110/24-44 | 235 | Reagensi za biohemijski analizator CS- 300B "DIRUI" (Dirui Industrial CO) | 15 | Totalni protein 120 | RGN215088 | pakovanje | 6x120ml | PZ CORMAY, Poljska | Total protein 120 | 2645 | 20% | Vicor d.o.o. | 105-25/24 | 08.10.2024 | 08.10.2025
Reagensi, izuzev za transfuziju | 404-1-110/24-44 | 235 | Reagensi za biohemijski analizator CS- 300B "DIRUI" (Dirui Industrial CO) | 16 | HDL holesterol/direktna metoda/ | RGN215089 | pakovanje | 4x30ml,4x10ml | PZ CORMAY, Poljska | HDL Direct | 22540 | 20% | Vicor d.o.o. | 105-25/24 | 08.10.2024 | 08.10.2025
Reagensi, izuzev za transfuziju | 404-1-110/24-44 | 235 | Reagensi za biohemijski analizator CS- 300B "DIRUI" (Dirui Industrial CO) | 17 | Gvožđe 60 | RGN215090 | pakovanje | 5x50ml,1x50ml | PZ CORMAY, Poljska | Ferrum 60 | 5520 | 20% | Vicor d.o.o. | 105-25/24 | 08.10.2024 | 08.10.2025
Reagensi, izuzev za transfuziju | 404-1-110/24-44 | 235 | Reagensi za biohemijski analizator CS- 300B "DIRUI" (Dirui Industrial CO) | 18 | Kontrolni serum normalni | RGN215091 | pakovanje | 4x5 ml | PZ CORMAY, Poljska | Control serum N | 7130 | 20% | Vicor d.o.o. | 105-25/24 | 08.10.2024 | 08.10.2025
Reagensi, izuzev za transfuziju | 404-1-110/24-44 | 235 | Reagensi za biohemijski analizator CS- 300B "DIRUI" (Dirui Industrial CO) | 19 | Kontrolni serum patološki | RGN215092 | pakovanje | 4x5 ml | PZ CORMAY, Poljska | Control serum P | 7130 | 20% | Vicor d.o.o. | 105-25/24 | 08.10.2024 | 08.10.2025
Reagensi, izuzev za transfuziju | 404-1-110/24-44 | 235 | Reagensi za biohemijski analizator CS- 300B "DIRUI" (Dirui Industrial CO) | 20 | Multikalibrator level 1 | RGN215093 | pakovanje | 4x5 ml | PZ CORMAY, Poljska | Multicalibrator level 1 | 6785 | 20% | Vicor d.o.o. | 105-25/24 | 08.10.2024 | 08.10.2025
Reagensi, izuzev za transfuziju | 404-1-110/24-44 | 235 | Reagensi za biohemijski analizator CS- 300B "DIRUI" (Dirui Industrial CO) | 21 | Alkalni rastvor za DIRUI | RGN215094 | pakovanje | 2L | Dirui industrial, Kina | CS Alcaline sol 2l | 14375 | 20% | Vicor d.o.o. | 105-25/24 | 08.10.2024 | 08.10.2025
Reagensi, izuzev za transfuziju | 404-1-110/24-44 | 235 | Reagensi za biohemijski analizator CS- 300B "DIRUI" (Dirui Industrial CO) | 22 | Antibakterijski deterdzent | RGN215095 | pakovanje | 500ml | Dirui industrial, Kina | CS Antibacterial sol. | 15870 | 20% | Vicor d.o.o. | 105-25/24 | 08.10.2024 | 08.10.2025
Reagensi, izuzev za transfuziju | 404-1-110/24-44 | 235 | Reagensi za biohemijski analizator CS- 300B "DIRUI" (Dirui Industrial CO) | 23 | Glucose 120 | RGN220843 | pakovanje | 720 ml | PZ CORMAY, Poljska | Glucose 120 | 3565 | 20% | Vicor d.o.o. | 105-25/24 | 08.10.2024 | 08.10.2025
Reagensi, izuzev za transfuziju | 404-1-110/24-44 | 235 | Reagensi za biohemijski analizator CS- 300B "DIRUI" (Dirui Industrial CO) | 24 | Urea 60 | RGN215097 | pakovanje | 5x48ml,1x60ml | PZ CORMAY, Poljska | Urea 60 | 3910 | 20% | Vicor d.o.o. | 105-25/24 | 08.10.2024 | 08.10.2025
Reagensi, izuzev za transfuziju | 404-1-110/24-44 | 235 | Reagensi za biohemijski analizator CS- 300B "DIRUI" (Dirui Industrial CO) | 25 | Kreatinin 60 | RGN215098 | pakovanje | 5x48ml,1x60ml | PZ CORMAY, Poljska | Creatinin 60 | 2415 | 20% | Vicor d.o.o. | 105-25/24 | 08.10.2024 | 08.10.2025
Reagensi, izuzev za transfuziju | 404-1-110/24-44 | 235 | Reagensi za biohemijski analizator CS- 300B "DIRUI" (Dirui Industrial CO) | 26 | AST 60 | RGN215099 | pakovanje | 5x48ml,1x60ml | PZ CORMAY, Poljska | ASAT 60 | 2900 | 20% | Vicor d.o.o. | 105-25/24 | 08.10.2024 | 08.10.2025
Reagensi, izuzev za transfuziju | 404-1-110/24-44 | 235 | Reagensi za biohemijski analizator CS- 300B "DIRUI" (Dirui Industrial CO) | 27 | ALT 60 | RGN215100 | pakovanje | 5x48ml,1x60ml | PZ CORMAY, Poljska | ALAT 60 | 2900 | 20% | Vicor d.o.o. | 105-25/24 | 08.10.2024 | 08.10.2025
Reagensi, izuzev za transfuziju | 404-1-110/24-44 | 235 | Reagensi za biohemijski analizator CS- 300B "DIRUI" (Dirui Industrial CO) | 28 | GGT 30 | RGN215101 | pakovanje | 5x24ml,1x30ml | PZ CORMAY, Poljska | GGT 30 | 3700 | 20% | Vicor d.o.o. | 105-25/24 | 08.10.2024 | 08.10.2025
Reagensi, izuzev za transfuziju | 404-1-110/24-44 | 235 | Reagensi za biohemijski analizator CS- 300B "DIRUI" (Dirui Industrial CO) | 29 | ALP 30 | RGN215102 | pakovanje | 5x24ml,1x30ml | PZ CORMAY, Poljska | ALP 30 | 1985 | 20% | Vicor d.o.o. | 105-25/24 | 08.10.2024 | 08.10.2025
Reagensi, izuzev za transfuziju | 404-1-110/24-44 | 235 | Reagensi za biohemijski analizator CS- 300B "DIRUI" (Dirui Industrial CO) | 30 | CK 30 | RGN215103 | pakovanje | 5x25ml,1x25ml | PZ CORMAY, Poljska | CK 30 | 6210 | 20% | Vicor d.o.o. | 105-25/24 | 08.10.2024 | 08.10.2025
Reagensi, izuzev za transfuziju | 404-1-110/24-44 | 235 | Reagensi za biohemijski analizator CS- 300B "DIRUI" (Dirui Industrial CO) | 31 | Holesterol 120 | RGN215104 | pakovanje | 6x120ml | PZ CORMAY, Poljska | Chol 120 | 5980 | 20% | Vicor d.o.o. | 105-25/24 | 08.10.2024 | 08.10.2025
Reagensi, izuzev za transfuziju | 404-1-110/24-44 | 235 | Reagensi za biohemijski analizator CS- 300B "DIRUI" (Dirui Industrial CO) | 32 | Trigliceridi 60 | RGN215105 | pakovanje | 5x48ml,1x60ml | PZ CORMAY, Poljska | Tg 60 | 7185 | 20% | Vicor d.o.o. | 105-25/24 | 08.10.2024 | 08.10.2025
Reagensi, izuzev za transfuziju | 404-1-110/24-44 | 235 | Reagensi za biohemijski analizator CS- 300B "DIRUI" (Dirui Industrial CO) | 33 | Bilirubin totalni 60 | RGN215106 | pakovanje | 5x48ml,1x60ml | PZ CORMAY, Poljska | Bilirubin Total Malloy Evelyn 60 | 3220 | 20% | Vicor d.o.o. | 105-25/24 | 08.10.2024 | 08.10.2025
Reagensi, izuzev za transfuziju | 404-1-110/24-44 | 235 | Reagensi za biohemijski analizator CS- 300B "DIRUI" (Dirui Industrial CO) | 34 | Totalni protein 60 | RGN215107 | pakovanje | 6x60ml | PZ CORMAY, Poljska | Total protein 60 | 2265 | 20% | Vicor d.o.o. | 105-25/24 | 08.10.2024 | 08.10.2025
Reagensi, izuzev za transfuziju | 404-1-110/24-44 | 235 | Reagensi za biohemijski analizator CS- 300B "DIRUI" (Dirui Industrial CO) | 35 | Gvožđe 30 | RGN215108 | pakovanje | 5x25ml,1x25ml | PZ CORMAY, Poljska | Ferrum 30 | 2530 | 20% | Vicor d.o.o. | 105-25/24 | 08.10.2024 | 08.10.2025
Reagensi, izuzev za transfuziju | 404-1-110/24-44 | 235 | Reagensi za biohemijski analizator CS- 300B "DIRUI" (Dirui Industrial CO) | 36 | Hba1C | RGN215109 | pakovanje | 1x79,5ml, 1x32ml | PZ CORMAY, Poljska | Hba1C Direct | 64500 | 20% | Vicor d.o.o. | 105-25/24 | 08.10.2024 | 08.10.2025
Reagensi, izuzev za transfuziju | 404-1-110/24-44 | 235 | Reagensi za biohemijski analizator CS- 300B "DIRUI" (Dirui Industrial CO) | 37 | Hba1C kalibrator u 4 tačke | RGN215110 | pakovanje | 4 x 0,5ml | PZ CORMAY, Poljska | Hba1C direct calibrators | 13055 | 20% | Vicor d.o.o. | 105-25/24 | 08.10.2024 | 08.10.2025
Reagensi, izuzev za transfuziju | 404-1-110/24-44 | 235 | Reagensi za biohemijski analizator CS- 300B "DIRUI" (Dirui Industrial CO) | 38 | Hba1C kontrola | RGN215111 | pakovanje | 4 x 0,5ml | PZ CORMAY, Poljska | Hba1C direct Control | 12305 | 20% | Vicor d.o.o. | 105-25/24 | 08.10.2024 | 08.10.2025
Reagensi, izuzev za transfuziju | 404-1-110/24-44 | 235 | Reagensi za biohemijski analizator CS- 300B "DIRUI" (Dirui Industrial CO) | 39 | Feritin lateks metoda | RGN215112 | pakovanje | 1x 40,5ml, 1x 24 ml | PZ CORMAY, Poljska | Ferritin | 56925 | 20% | Vicor d.o.o. | 105-25/24 | 08.10.2024 | 08.10.2025
Reagensi, izuzev za transfuziju | 404-1-110/24-44 | 235 | Reagensi za biohemijski analizator CS- 300B "DIRUI" (Dirui Industrial CO) | 40 | Feritin lateks kalibrator | RGN215113 | pakovanje | 4 x 2 ml | PZ CORMAY, Poljska | Ferritin calibrator | 34155 | 20% | Vicor d.o.o. | 105-25/24 | 08.10.2024 | 08.10.2025
Reagensi, izuzev za transfuziju | 404-1-110/24-44 | 235 | Reagensi za biohemijski analizator CS- 300B "DIRUI" (Dirui Industrial CO) | 41 | Immuno kontrol I | RGN215114 | pakovanje | 2 x 3 ml | PZ CORMAY, Poljska | Immuno Control 1 | 14030 | 20% | Vicor d.o.o. | 105-25/24 | 08.10.2024 | 08.10.2025
Reagensi, izuzev za transfuziju | 404-1-110/24-44 | 235 | Reagensi za biohemijski analizator CS- 300B "DIRUI" (Dirui Industrial CO) | 42 | Amilaza 30 | RGN215115 | pakovanje | 6 x 30 ml | PZ CORMAY, Poljska | Amylase 30 | 12190 | 20% | Vicor d.o.o. | 105-25/24 | 08.10.2024 | 08.10.2025
Reagensi, izuzev za transfuziju | 404-1-110/24-44 | 235 | Reagensi za biohemijski analizator CS- 300B "DIRUI" (Dirui Industrial CO) | 43 | Direktni bilirubin 60 | RGN215116 | pakovanje | 5 x 48ml, 1 x 30 ml | PZ CORMAY, Poljska | Bilirubin Direct Malloy-Evelyn 60 | 2530 | 20% | Vicor d.o.o. | 105-25/24 | 08.10.2024 | 08.10.2025
Reagensi, izuzev za transfuziju | 404-1-110/24-44 | 235 | Reagensi za biohemijski analizator CS- 300B "DIRUI" (Dirui Industrial CO) | 44 | Direktni bilirubin 30 | RGN215117 | pakovanje | 5 x 24ml, 1 x 15 ml | PZ CORMAY, Poljska | Bilirubin Direct Malloy-Evelyn 30 | 1770 | 20% | Vicor d.o.o. | 105-25/24 | 08.10.2024 | 08.10.2025
Reagensi, izuzev za transfuziju | 404-1-110/24-44 | 235 | Reagensi za biohemijski analizator CS- 300B "DIRUI" (Dirui Industrial CO) | 45 | LDH DGKC metoda piruvat-laktat | RGN215118 | pakovanje | 5x 24 ml, 1 x 30 ml | PZ CORMAY, Poljska | LDH 30 | 2245 | 20% | Vicor d.o.o. | 105-25/24 | 08.10.2024 | 08.10.2025
Reagensi, izuzev za transfuziju | 404-1-110/24-44 | 235 | Reagensi za biohemijski analizator CS- 300B "DIRUI" (Dirui Industrial CO) | 46 | Mokraćna kiselina 120 | RGN215119 | pakovanje | 5x 96ml, 1 x 120ml | PZ CORMAY, Poljska | Uric Acid 120 | 4235 | 20% | Vicor d.o.o. | 105-25/24 | 08.10.2024 | 08.10.2025
Reagensi, izuzev za transfuziju | 404-1-110/24-44 | 235 | Reagensi za biohemijski analizator CS- 300B "DIRUI" (Dirui Industrial CO) | 47 | Mokraćna kiselina 60 | RGN215120 | pakovanje | 5 x 48ml, 1 x 60 ml | PZ CORMAY, Poljska | Uric Acid 60 | 2820 | 20% | Vicor d.o.o. | 105-25/24 | 08.10.2024 | 08.10.2025
Reagensi, izuzev za transfuziju | 404-1-110/24-44 | 235 | Reagensi za biohemijski analizator CS- 300B "DIRUI" (Dirui Industrial CO) | 48 | Fosfor 30 | RGN215121 | pakovanje | 6x30 ml | PZ CORMAY, Poljska | Phosphorus 30 | 2415 | 20% | Vicor d.o.o. | 105-25/24 | 08.10.2024 | 08.10.2025
Reagensi, izuzev za transfuziju | 404-1-110/24-44 | 235 | Reagensi za biohemijski analizator CS- 300B "DIRUI" (Dirui Industrial CO) | 49 | Kalcijum 120 | RGN215122 | pakovanje | 5 x 96ml, 1 x 120 ml | PZ CORMAY, Poljska | Calcium 120 | 2645 | 20% | Vicor d.o.o. | 105-25/24 | 08.10.2024 | 08.10.2025
Reagensi, izuzev za transfuziju | 404-1-110/24-44 | 235 | Reagensi za biohemijski analizator CS- 300B "DIRUI" (Dirui Industrial CO) | 50 | Kalcijum 60 | RGN215123 | pakovanje | 5 x 48ml, 1 x 60 ml | PZ CORMAY, Poljska | Calcium 60 | 1955 | 20% | Vicor d.o.o. | 105-25/24 | 08.10.2024 | 08.10.2025
Reagensi, izuzev za transfuziju | 404-1-110/24-44 | 235 | Reagensi za biohemijski analizator CS- 300B "DIRUI" (Dirui Industrial CO) | 51 | HDL/LDL kalibrator | RGN215124 | pakovanje | 1 x 1ml | PZ CORMAY, Poljska | HDL/LDL Calibrator | 4545 | 20% | Vicor d.o.o. | 105-25/24 | 08.10.2024 | 08.10.2025
Reagensi, izuzev za transfuziju | 404-1-110/24-44 | 235 | Reagensi za biohemijski analizator CS- 300B "DIRUI" (Dirui Industrial CO) | 52 | Čašice za uzorke | RGN215125 | pakovanje | 1000 kom | Dirui industrial, Kina | Serum cups | 9315 | 20% | Vicor d.o.o. | 105-25/24 | 08.10.2024 | 08.10.2025
Reagensi, izuzev za transfuziju | 404-1-110/24-44 | 235 | Reagensi za biohemijski analizator CS- 300B "DIRUI" (Dirui Industrial CO) | 53 | Kalcijum 30 | RGN233352 | pakovanje | 450 testova/ 5x24ml, 1x30 ml | PZ CORMAY, Poljska | Kalcijum 30 | 1320 | 20% | Vicor d.o.o. | 105-25/24 | 08.10.2024 | 08.10.2025
Reagensi, izuzev za transfuziju | 404-1-110/24-44 | 235 | Reagensi za biohemijski analizator CS- 300B "DIRUI" (Dirui Industrial CO) | 54 | Multikalibrator Level 2 | RGN233353 | pakovanje | 4 x 5 ml | PZ CORMAY, Poljska | Multikalibrator Level 2 | 6900 | 20% | Vicor d.o.o. | 105-25/24 | 08.10.2024 | 08.10.2025
Reagensi, izuzev za transfuziju | 404-1-110/24-44 | 235 | Reagensi za biohemijski analizator CS- 300B "DIRUI" (Dirui Industrial CO) | 55 | Plasticni kontejneri za reagense sa zapušaćima | RGN233354 | pakovanje | 30 komada | Dirui industrial, Kina | Reagent bottle | 5750 | 20% | Vicor d.o.o. | 105-25/24 | 08.10.2024 | 08.10.2025
Reagensi, izuzev za transfuziju | 404-1-110/24-44 | 235 | Reagensi za biohemijski analizator CS- 300B "DIRUI" (Dirui Industrial CO) | 56 | CORMAY CK-MB CALIBRATOR | RGN233355 | pakovanje | 1 x 1 ml | PZ CORMAY, Poljska | CK-MB kalibrator | 2875 | 20% | Vicor d.o.o. | 105-25/24 | 08.10.2024 | 08.10.2025
Reagensi, izuzev za transfuziju | 404-1-110/24-44 | 235 | Reagensi za biohemijski analizator CS- 300B "DIRUI" (Dirui Industrial CO) | 57 | CK-MB control N | RGN233356 | pakovanje | 1 x 3 ml | PZ CORMAY, Poljska | CK-MB control N | 3680 | 20% | Vicor d.o.o. | 105-25/24 | 08.10.2024 | 08.10.2025
Reagensi, izuzev za transfuziju | 404-1-110/24-44 | 235 | Reagensi za biohemijski analizator CS- 300B "DIRUI" (Dirui Industrial CO) | 58 | CK-MB control P | RGN233357 | pakovanje | 2 x 3 ml | PZ CORMAY, Poljska | CK-MB control P | 4600 | 20% | Vicor d.o.o. | 105-25/24 | 08.10.2024 | 08.10.2025
Reagensi, izuzev za transfuziju | 404-1-110/24-44 | 235 | Reagensi za biohemijski analizator CS- 300B "DIRUI" (Dirui Industrial CO) | 59 | CK-MB 30 | RGN233358 | pakovanje | 450 testova/ 5x25ml, 1x25 ml | PZ CORMAY, Poljska | CK-MB 30 | 9775 | 20% | Vicor d.o.o. | 105-25/24 | 08.10.2024 | 08.10.2025
Reagensi, izuzev za transfuziju | 404-1-110/24-44 | 236 | Reagensi za biohemijski analizator CS- T240 "DIRUI" (Dirui Industrial CO) | 1 | GLUCOSE REAGENT KIT | RGN220844 | pakovanje | R1 4x50ml, R2 1x50ml | Dirui Industrial Co., Ltd., Kina | GLUCOSE REAGENT KIT (GLU-OX) | 3106.5 | 20% | Euromedicina d.o.o. | 105-8/24 | 08.10.2024 | 08.10.2025
Reagensi, izuzev za transfuziju | 404-1-110/24-44 | 236 | Reagensi za biohemijski analizator CS- T240 "DIRUI" (Dirui Industrial CO) | 2 | CHOLESTEROL REAGENT KIT | RGN220845 | pakovanje | R1 4x50ml, R2 1x50ml | Dirui Industrial Co., Ltd., Kina | CHOLESTEROL REAGENT KIT (TC) | 4708.8 | 20% | Euromedicina d.o.o. | 105-8/24 | 08.10.2024 | 08.10.2025
Reagensi, izuzev za transfuziju | 404-1-110/24-44 | 236 | Reagensi za biohemijski analizator CS- T240 "DIRUI" (Dirui Industrial CO) | 3 | Urea | RGN233359 | pakovanje | 600 analiza | Dirui Industrial Co., Ltd., Kina | UREA REAGENT KIT (BUN) | 6537.44 | 20% | Euromedicina d.o.o. | 105-8/24 | 08.10.2024 | 08.10.2025
Reagensi, izuzev za transfuziju | 404-1-110/24-44 | 236 | Reagensi za biohemijski analizator CS- T240 "DIRUI" (Dirui Industrial CO) | 4 | TRIGLYCERIDES REAGENT KIT | RGN220846 | pakovanje | R1 4x50ml, R2 1x50ml | Dirui Industrial Co., Ltd., Kina | TRIGLYCERIDES REAGENT KIT (TG) | 7691.04 | 20% | Euromedicina d.o.o. | 105-8/24 | 08.10.2024 | 08.10.2025
Reagensi, izuzev za transfuziju | 404-1-110/24-44 | 236 | Reagensi za biohemijski analizator CS- T240 "DIRUI" (Dirui Industrial CO) | 5 | URIC ACID REAGENT KIT | RGN220847 | pakovanje | R1 4x50ml, R2 1x50ml | Dirui Industrial Co., Ltd., Kina | URIC ACID REAGENT KIT (UA) | 4708.8 | 20% | Euromedicina d.o.o. | 105-8/24 | 08.10.2024 | 08.10.2025
Reagensi, izuzev za transfuziju | 404-1-110/24-44 | 236 | Reagensi za biohemijski analizator CS- T240 "DIRUI" (Dirui Industrial CO) | 6 | Ukupni proteini | RGN215131 | pakovanje | 870 analiza | Dirui Industrial Co., Ltd., Kina | TOTAL PROTEIN REAGENT KIT (TP) | 4706.7 | 20% | Euromedicina d.o.o. | 105-8/24 | 08.10.2024 | 08.10.2025
Reagensi, izuzev za transfuziju | 404-1-110/24-44 | 236 | Reagensi za biohemijski analizator CS- T240 "DIRUI" (Dirui Industrial CO) | 7 | Fosfor | RGN233360 | pakovanje | 730 analiza | Dirui Industrial Co., Ltd., Kina | INORGANIC PHOSPHORUS REAGENT KIT (PHOS) | 2789.2 | 20% | Euromedicina d.o.o. | 105-8/24 | 08.10.2024 | 08.10.2025
Reagensi, izuzev za transfuziju | 404-1-110/24-44 | 236 | Reagensi za biohemijski analizator CS- T240 "DIRUI" (Dirui Industrial CO) | 8 | Kalcium (arsenazo) | RGN233361 | pakovanje | 730 analiza | Dirui Industrial Co., Ltd., Kina | CALCIUM REAGENT KIT (Ca-ARS) | 4359.96 | 20% | Euromedicina d.o.o. | 105-8/24 | 08.10.2024 | 08.10.2025
Reagensi, izuzev za transfuziju | 404-1-110/24-44 | 236 | Reagensi za biohemijski analizator CS- T240 "DIRUI" (Dirui Industrial CO) | 9 | AST/GOT | RGN233362 | pakovanje | 600 analiza | Dirui Industrial Co., Ltd., Kina | ASPARTATE AMINOTRANSFERASE REAGENT KIT (AST) | 3276 | 20% | Euromedicina d.o.o. | 105-8/24 | 08.10.2024 | 08.10.2025
Reagensi, izuzev za transfuziju | 404-1-110/24-44 | 236 | Reagensi za biohemijski analizator CS- T240 "DIRUI" (Dirui Industrial CO) | 10 | ALT/GPT | RGN233363 | pakovanje | 600 analiza | Dirui Industrial Co., Ltd., Kina | ALANINE AMINOTRANSFERASE LIQUID KIT (ALT) | 3370.64 | 20% | Euromedicina d.o.o. | 105-8/24 | 08.10.2024 | 08.10.2025
Reagensi, izuzev za transfuziju | 404-1-110/24-44 | 236 | Reagensi za biohemijski analizator CS- T240 "DIRUI" (Dirui Industrial CO) | 11 | ALP | RGN233364 | pakovanje | 684 analize | Dirui Industrial Co., Ltd., Kina | ALKALINE PHOSPHATASE REAGENT KIT (ALP) | 4542.74 | 20% | Euromedicina d.o.o. | 105-8/24 | 08.10.2024 | 08.10.2025
Reagensi, izuzev za transfuziju | 404-1-110/24-44 | 236 | Reagensi za biohemijski analizator CS- T240 "DIRUI" (Dirui Industrial CO) | 12 | Gama GT | RGN233365 | pakovanje | 684 analize | Dirui Industrial Co., Ltd., Kina | γ-GLUTAMYL TRANSFERASE REAGENT KIT (GGT) | 7016.68 | 20% | Euromedicina d.o.o. | 105-8/24 | 08.10.2024 | 08.10.2025
Reagensi, izuzev za transfuziju | 404-1-110/24-44 | 236 | Reagensi za biohemijski analizator CS- T240 "DIRUI" (Dirui Industrial CO) | 13 | Ukupan Bilirubin | RGN233366 | pakovanje | 870 analiza | Dirui Industrial Co., Ltd., Kina | TOTAL BILIRUBIN REAGENT KIT (TB) | 3537 | 20% | Euromedicina d.o.o. | 105-8/24 | 08.10.2024 | 08.10.2025
Reagensi, izuzev za transfuziju | 404-1-110/24-44 | 236 | Reagensi za biohemijski analizator CS- T240 "DIRUI" (Dirui Industrial CO) | 14 | DIRECT BILIRUBIN REAGENT KIT | RGN220848 | pakovanje | R1 5x50ml, R2 1x3ml | Dirui Industrial Co., Ltd., Kina | DIRECT BILIRUBIN REAGENT KIT (DB) | 3573.04 | 20% | Euromedicina d.o.o. | 105-8/24 | 08.10.2024 | 08.10.2025
Reagensi, izuzev za transfuziju | 404-1-110/24-44 | 236 | Reagensi za biohemijski analizator CS- T240 "DIRUI" (Dirui Industrial CO) | 15 | HDL-Holesterol | RGN233367 | pakovanje | 400 analiza | Dirui Industrial Co., Ltd., Kina | HIGH DENSITY LIPOPROTEIN CHOLESTEROL REAGENT KIT (HDL-C) | 21141.54 | 20% | Euromedicina d.o.o. | 105-8/24 | 08.10.2024 | 08.10.2025
Reagensi, izuzev za transfuziju | 404-1-110/24-44 | 236 | Reagensi za biohemijski analizator CS- T240 "DIRUI" (Dirui Industrial CO) | 16 | CREATININE | RGN233368 | pakovanje | 2 x 500 ml | BioSystems S.A., Španija | CREATININE | 6400 | 20% | Euromedicina d.o.o. | 105-8/24 | 08.10.2024 | 08.10.2025
Reagensi, izuzev za transfuziju | 404-1-110/24-44 | 236 | Reagensi za biohemijski analizator CS- T240 "DIRUI" (Dirui Industrial CO) | 17 | CRP sa kalibratorom | RGN233369 | pakovanje | 280 analiza | Dirui Industrial Co., Ltd., Kina | C-REACTIVE PROTEIN REAGENT KIT (CRP) | 41171 | 20% | Euromedicina d.o.o. | 105-8/24 | 08.10.2024 | 08.10.2025
Reagensi, izuzev za transfuziju | 404-1-110/24-44 | 236 | Reagensi za biohemijski analizator CS- T240 "DIRUI" (Dirui Industrial CO) | 18 | RHEUMATOID FACTOR KIT | RGN220849 | pakovanje | R1 1x40ml, R2 1x10ml | Dirui Industrial Co., Ltd., Kina | RHEUMATOID FACTOR KIT (RF) | 18181.2 | 20% | Euromedicina d.o.o. | 105-8/24 | 08.10.2024 | 08.10.2025
Reagensi, izuzev za transfuziju | 404-1-110/24-44 | 236 | Reagensi za biohemijski analizator CS- T240 "DIRUI" (Dirui Industrial CO) | 19 | Kalibrator/CS Multicalibrator | RGN215144 | pakovanje | 5 ml | Dirui Industrial Co., Ltd., Kina | Clinical chemical calibration serum | 12453 | 20% | Euromedicina d.o.o. | 105-8/24 | 08.10.2024 | 08.10.2025
Reagensi, izuzev za transfuziju | 404-1-110/24-44 | 236 | Reagensi za biohemijski analizator CS- T240 "DIRUI" (Dirui Industrial CO) | 20 | Normalna kontrola/Clinical Chemical Quality Control Serum Level 1 | RGN215145 | pakovanje | 5 ml | Dirui Industrial Co., Ltd., Kina | Clinical chemical quality control serum | 6842.5 | 20% | Euromedicina d.o.o. | 105-8/24 | 08.10.2024 | 08.10.2025
Reagensi, izuzev za transfuziju | 404-1-110/24-44 | 236 | Reagensi za biohemijski analizator CS- T240 "DIRUI" (Dirui Industrial CO) | 21 | Patoloska kontrola/Clinical Chemical Quality Control Serum Level 2 | RGN215146 | pakovanje | 5 ml | Dirui Industrial Co., Ltd., Kina | Clinical chemical quality control serum | 6532 | 20% | Euromedicina d.o.o. | 105-8/24 | 08.10.2024 | 08.10.2025
Reagensi, izuzev za transfuziju | 404-1-110/24-44 | 236 | Reagensi za biohemijski analizator CS- T240 "DIRUI" (Dirui Industrial CO) | 22 | Lipid Control Serum 1 | RGN220850 | pakovanje | 5x1ml | Dirui Industrial Co., Ltd., Kina | Lipid Control Serum, level 1 | 20601 | 20% | Euromedicina d.o.o. | 105-8/24 | 08.10.2024 | 08.10.2025
Reagensi, izuzev za transfuziju | 404-1-110/24-44 | 236 | Reagensi za biohemijski analizator CS- T240 "DIRUI" (Dirui Industrial CO) | 23 | Lipid Control Serum 2 | RGN220851 | pakovanje | 5x1ml | Dirui Industrial Co., Ltd., Kina | Lipid Control Serum, level 2 | 20601 | 20% | Euromedicina d.o.o. | 105-8/24 | 08.10.2024 | 08.10.2025
Reagensi, izuzev za transfuziju | 404-1-110/24-44 | 236 | Reagensi za biohemijski analizator CS- T240 "DIRUI" (Dirui Industrial CO) | 24 | Specific Protein Control Serum 1 | RGN220852 | pakovanje | 5x1ml | Dirui Industrial Co., Ltd., Kina | Specific Protein Control Serum, level 1 | 49050 | 20% | Euromedicina d.o.o. | 105-8/24 | 08.10.2024 | 08.10.2025
Reagensi, izuzev za transfuziju | 404-1-110/24-44 | 236 | Reagensi za biohemijski analizator CS- T240 "DIRUI" (Dirui Industrial CO) | 25 | Specific Protein Control Serum 2 | RGN220853 | pakovanje | 5x1ml | Dirui Industrial Co., Ltd., Kina | Specific Protein Control Serum, level 2 | 49050 | 20% | Euromedicina d.o.o. | 105-8/24 | 08.10.2024 | 08.10.2025
Reagensi, izuzev za transfuziju | 404-1-110/24-44 | 236 | Reagensi za biohemijski analizator CS- T240 "DIRUI" (Dirui Industrial CO) | 26 | CS-alkaline detergent | RGN215151 | pakovanje | 2 l | Dirui Industrial Co., Ltd., Kina | CS-Alkaline Detergent | 15572 | 20% | Euromedicina d.o.o. | 105-8/24 | 08.10.2024 | 08.10.2025
Reagensi, izuzev za transfuziju | 404-1-110/24-44 | 236 | Reagensi za biohemijski analizator CS- T240 "DIRUI" (Dirui Industrial CO) | 27 | CS antibacterial phosphor free detergent | RGN215152 | pakovanje | 500 ml | Dirui Industrial Co., Ltd., Kina | CS-Anti-Bacterial Phosphor-Free Detergent | 15572 | 20% | Euromedicina d.o.o. | 105-8/24 | 08.10.2024 | 08.10.2025
Reagensi, izuzev za transfuziju | 404-1-110/24-44 | 236 | Reagensi za biohemijski analizator CS- T240 "DIRUI" (Dirui Industrial CO) | 28 | Čašice za uzorke | RGN233370 | pakovanje | 500 komad | TOSOH EUROPE NV, Belgija | AIA SAMPLE CUPS CUP.H001 HITACHI X500 | 4000 | 20% | Euromedicina d.o.o. | 105-8/24 | 08.10.2024 | 08.10.2025
Reagensi, izuzev za transfuziju | 404-1-110/24-44 | 236 | Reagensi za biohemijski analizator CS- T240 "DIRUI" (Dirui Industrial CO) | 29 | AMYLASE REAGENT KIT | RGN220854 | pakovanje | R1 4x50ml, R2 1x50ml | Dirui Industrial Co., Ltd., Kina | AMYLASE REAGENT KIT (AMY) | 28352.8 | 20% | Euromedicina d.o.o. | 105-8/24 | 08.10.2024 | 08.10.2025
Reagensi, izuzev za transfuziju | 404-1-110/24-44 | 236 | Reagensi za biohemijski analizator CS- T240 "DIRUI" (Dirui Industrial CO) | 30 | CK NAC | RGN233371 | pakovanje | 684 analiza | Dirui Industrial Co., Ltd., Kina | CREATIN KINASE REAGENT KIT (CK) | 10787 | 20% | Euromedicina d.o.o. | 105-8/24 | 08.10.2024 | 08.10.2025
Reagensi, izuzev za transfuziju | 404-1-110/24-44 | 236 | Reagensi za biohemijski analizator CS- T240 "DIRUI" (Dirui Industrial CO) | 31 | FE REAGENT KIT (FERENE METHOD) | RGN220855 | pakovanje | R1 4x50ml, R2 2x20ml | Dirui Industrial Co., Ltd., Kina | Fe REAGENT KIT (Fe) | 6131.25 | 20% | Euromedicina d.o.o. | 105-8/24 | 08.10.2024 | 08.10.2025
Reagensi, izuzev za transfuziju | 404-1-110/24-44 | 236 | Reagensi za biohemijski analizator CS- T240 "DIRUI" (Dirui Industrial CO) | 32 | Mg | RGN233372 | pakovanje | 730 analiza | Dirui Industrial Co., Ltd., Kina | MAGNESIUM REAGENT KIT (MG) | 7084 | 20% | Euromedicina d.o.o. | 105-8/24 | 08.10.2024 | 08.10.2025
Reagensi, izuzev za transfuziju | 404-1-110/24-44 | 236 | Reagensi za biohemijski analizator CS- T240 "DIRUI" (Dirui Industrial CO) | 33 | GLYCOHEMOGLOBIN A 1C REAGENT KIT | RGN220856 | pakovanje | R1 2x15ml, R2A 1x0.5ml, R2B 1x9,5ml, R3 2x50 | Dirui Industrial Co., Ltd., Kina | GLYCOHEMOGLOBIN A 1C REAGENT KIT (HbA1c) | 76191 | 20% | Euromedicina d.o.o. | 105-8/24 | 08.10.2024 | 08.10.2025
Reagensi, izuzev za transfuziju | 404-1-110/24-44 | 236 | Reagensi za biohemijski analizator CS- T240 "DIRUI" (Dirui Industrial CO) | 34 | Albumin | RGN233373 | pakovanje | 730 analiza | Dirui Industrial Co., Ltd., Kina | ALBUMIN REAGENT KIT (ALB) | 1587 | 20% | Euromedicina d.o.o. | 105-8/24 | 08.10.2024 | 08.10.2025
Reagensi, izuzev za transfuziju | 404-1-110/24-44 | 236 | Reagensi za biohemijski analizator CS- T240 "DIRUI" (Dirui Industrial CO) | 35 | LDH | RGN233374 | pakovanje | 600 analiza | Dirui Industrial Co., Ltd., Kina | LACTATE DEHYDROGENASE REAGENT KIT (LDH) | 8321.04 | 20% | Euromedicina d.o.o. | 105-8/24 | 08.10.2024 | 08.10.2025
Reagensi, izuzev za transfuziju | 404-1-110/24-44 | 236 | Reagensi za biohemijski analizator CS- T240 "DIRUI" (Dirui Industrial CO) | 36 | CREATIN KINASE MB ISOENZYME REAGENT KIT | RGN220857 | pakovanje | R1 4x50ml, R2 1x50ml | Dirui Industrial Co., Ltd., Kina | CREATIN KINASE MB ISOENZYME REAGENT KIT (CK-MB) | 43948.8 | 20% | Euromedicina d.o.o. | 105-8/24 | 08.10.2024 | 08.10.2025
Reagensi, izuzev za transfuziju | 404-1-110/24-44 | 236 | Reagensi za biohemijski analizator CS- T240 "DIRUI" (Dirui Industrial CO) | 37 | Reaction Cuvettes | RGN220858 | pakovanje | 3x40 | Dirui Industrial Co., Ltd., Kina | Reaction Cuvettes | 26478 | 20% | Euromedicina d.o.o. | 105-8/24 | 08.10.2024 | 08.10.2025
Reagensi, izuzev za transfuziju | 404-1-110/24-44 | 236 | Reagensi za biohemijski analizator CS- T240 "DIRUI" (Dirui Industrial CO) | 38 | CS-T240/400/480 DIRUI Maintenence Kit | RGN215163 | pakovanje | 1 | Dirui Industrial Co., Ltd., Kina | CS-T240/400/480 DIRUI Maintenence Kit | 218949.15 | 20% | Euromedicina d.o.o. | 105-8/24 | 08.10.2024 | 08.10.2025
Reagensi, izuzev za transfuziju | 404-1-110/24-44 | 236 | Reagensi za biohemijski analizator CS- T240 "DIRUI" (Dirui Industrial CO) | 39 | CS-T240 DIRUI Halogen lamp assembly | RGN215164 | komad | 1 | Dirui Industrial Co., Ltd., Kina | CS-T240 DIRUI Halogen lamp assembly | 10560 | 20% | Euromedicina d.o.o. | 105-8/24 | 08.10.2024 | 08.10.2025
Reagensi, izuzev za transfuziju | 404-1-110/24-44 | 236 | Reagensi za biohemijski analizator CS- T240 "DIRUI" (Dirui Industrial CO) | 40 | CHE | RGN233375 | pakovanje | R1:4*50ml/R2:2*25ml | Dirui Industrial Co., Ltd., Kina | CHOLINSTERASE REAGENT KIT (CHE) | 20690.64 | 20% | Euromedicina d.o.o. | 105-8/24 | 08.10.2024 | 08.10.2025
Reagensi, izuzev za transfuziju | 404-1-110/24-44 | 236 | Reagensi za biohemijski analizator CS- T240 "DIRUI" (Dirui Industrial CO) | 41 | Lactate (LAC) | RGN233376 | pakovanje | R1：4*50mL / R2:1*50mL / | Dirui Industrial Co., Ltd., Kina | LACTATE REAGENT KIT (LAC) | 62572.5 | 20% | Euromedicina d.o.o. | 105-8/24 | 08.10.2024 | 08.10.2025
Reagensi, izuzev za transfuziju | 404-1-110/24-44 | 236 | Reagensi za biohemijski analizator CS- T240 "DIRUI" (Dirui Industrial CO) | 42 | LPS | RGN233377 | pakovanje | R1: 2*60mL / R2:2*20mL | Dirui Industrial Co., Ltd., Kina | LIPASE REAGENT KIT (LPS) | 136658.34 | 20% | Euromedicina d.o.o. | 105-8/24 | 08.10.2024 | 08.10.2025
Reagensi, izuzev za transfuziju | 404-1-110/24-44 | 236 | Reagensi za biohemijski analizator CS- T240 "DIRUI" (Dirui Industrial CO) | 43 | CYS-C with CAL and QC | RGN233378 | pakovanje | R1:1*60ml R2:1*20ml/Calibration:5*0.3mL/QC:2*0.5ml | Dirui Industrial Co., Ltd., Kina | CYSTATIN C REAGENT KIT (CYS-C) | 167026.86 | 20% | Euromedicina d.o.o. | 105-8/24 | 08.10.2024 | 08.10.2025
Reagensi, izuzev za transfuziju | 404-1-110/24-44 | 236 | Reagensi za biohemijski analizator CS- T240 "DIRUI" (Dirui Industrial CO) | 44 | MALB with Cal and QC | RGN233379 | pakovanje | R1:1*40ml R2:1*10ml/Calibration:5*0.5mL/QC:2*1ml | Dirui Industrial Co., Ltd., Kina | MICROALBUMIN REAGENT KIT (MALB) | 26030.16 | 20% | Euromedicina d.o.o. | 105-8/24 | 08.10.2024 | 08.10.2025
Reagensi, izuzev za transfuziju | 404-1-110/24-44 | 236 | Reagensi za biohemijski analizator CS- T240 "DIRUI" (Dirui Industrial CO) | 45 | β2-MG with Cal | RGN233380 | pakovanje | R1:1*40ml R2:1*10ml/Calibration:1*1mL | Dirui Industrial Co., Ltd., Kina | β2-MICROGLOBULIN REAGENT KIT (β2-MG) | 62489.07 | 20% | Euromedicina d.o.o. | 105-8/24 | 08.10.2024 | 08.10.2025
Reagensi, izuzev za transfuziju | 404-1-110/24-44 | 236 | Reagensi za biohemijski analizator CS- T240 "DIRUI" (Dirui Industrial CO) | 46 | TPU with Cal and QC | RGN233381 | pakovanje | R1:4*20ml R2:4*9ml/Calibration:1*1mL/QC:2*1mL | Dirui Industrial Co., Ltd., Kina | TOTAL PROTEIN IN URINE REAGENT KIT (TPU) | 25641 | 20% | Euromedicina d.o.o. | 105-8/24 | 08.10.2024 | 08.10.2025
Reagensi, izuzev za transfuziju | 404-1-110/24-44 | 236 | Reagensi za biohemijski analizator CS- T240 "DIRUI" (Dirui Industrial CO) | 47 | LDL-C | RGN233382 | pakovanje | R1:3*50ml/R2:2*25ml/Calibration:0.8ml | Dirui Industrial Co., Ltd., Kina | LOW DENSITY LIPOPROTEIN CHOLESTEROL REAGENT KIT (LDL-C) | 65409.12 | 20% | Euromedicina d.o.o. | 105-8/24 | 08.10.2024 | 08.10.2025
Reagensi, izuzev za transfuziju | 404-1-110/24-44 | 236 | Reagensi za biohemijski analizator CS- T240 "DIRUI" (Dirui Industrial CO) | 48 | Apo A1 with Cal | RGN233383 | pakovanje | R1:1*50ml/R2:1*10ml/Calibration:1ml | Dirui Industrial Co., Ltd., Kina | APOLIPOPROTEIN A1 REAGENT KIT (APO A1) | 14016.24 | 20% | Euromedicina d.o.o. | 105-8/24 | 08.10.2024 | 08.10.2025
Reagensi, izuzev za transfuziju | 404-1-110/24-44 | 236 | Reagensi za biohemijski analizator CS- T240 "DIRUI" (Dirui Industrial CO) | 49 | Apo B with Cal | RGN233384 | pakovanje | R1:1*50ml/R2:1*10ml/Calibration:1ml | Dirui Industrial Co., Ltd., Kina | APOLIPOPROTEIN B REAGENT KIT (APO B) | 13348.8 | 20% | Euromedicina d.o.o. | 105-8/24 | 08.10.2024 | 08.10.2025
Reagensi, izuzev za transfuziju | 404-1-110/24-44 | 236 | Reagensi za biohemijski analizator CS- T240 "DIRUI" (Dirui Industrial CO) | 50 | HCY with Calibator and QC | RGN233385 | pakovanje | R1:1*60ml/R2:1*17ml/Calibration:2*0.5ml/QC:1*0.5ml | Dirui Industrial Co., Ltd., Kina | HOMOCYSTEINE REGAENT KIT (HCY) | 263555.37 | 20% | Euromedicina d.o.o. | 105-8/24 | 08.10.2024 | 08.10.2025
Reagensi, izuzev za transfuziju | 404-1-110/24-44 | 236 | Reagensi za biohemijski analizator CS- T240 "DIRUI" (Dirui Industrial CO) | 51 | GLU-HK | RGN233386 | pakovanje | R1:4*50ml/R2:2*25ml/Calibration:2ml | Dirui Industrial Co., Ltd., Kina | GLUCOSE REAGENT KIT (GLU-HK) | 4004.64 | 20% | Euromedicina d.o.o. | 105-8/24 | 08.10.2024 | 08.10.2025
Reagensi, izuzev za transfuziju | 404-1-110/24-44 | 236 | Reagensi za biohemijski analizator CS- T240 "DIRUI" (Dirui Industrial CO) | 52 | ZN | RGN233387 | pakovanje | R1:1*60ml R2:1*15ml/Calibration:1ml | Dirui Industrial Co., Ltd., Kina | ZINC REAGENT KIT (Zn) | 24027.84 | 20% | Euromedicina d.o.o. | 105-8/24 | 08.10.2024 | 08.10.2025
Reagensi, izuzev za transfuziju | 404-1-110/24-44 | 236 | Reagensi za biohemijski analizator CS- T240 "DIRUI" (Dirui Industrial CO) | 53 | Cu with Calibrator and QC | RGN233388 | pakovanje | R1：1*30mL / R2:1*10mL / Calibration:1*1mL/QC:2*1mL | Dirui Industrial Co., Ltd., Kina | COPPER REAGENT KIT (Cu) | 11346.48 | 20% | Euromedicina d.o.o. | 105-8/24 | 08.10.2024 | 08.10.2025
Reagensi, izuzev za transfuziju | 404-1-110/24-44 | 236 | Reagensi za biohemijski analizator CS- T240 "DIRUI" (Dirui Industrial CO) | 54 | CO2 | RGN233389 | pakovanje | R1:1*50ml/Calibration:1ml | Dirui Industrial Co., Ltd., Kina | CARBON DIOXIDE REAGENT KIT (CO2) | 9177.3 | 20% | Euromedicina d.o.o. | 105-8/24 | 08.10.2024 | 08.10.2025
Reagensi, izuzev za transfuziju | 404-1-110/24-44 | 236 | Reagensi za biohemijski analizator CS- T240 "DIRUI" (Dirui Industrial CO) | 55 | FER with Calibrator and QC | RGN233390 | pakovanje | R1：4*40mL , R2：2*40mL ,Calibration 5*0.5mL, QC：2*0.5mL | Dirui Industrial Co., Ltd., Kina | Ferritin Reagent Kit (FER) | 198897.12 | 20% | Euromedicina d.o.o. | 105-8/24 | 08.10.2024 | 08.10.2025
Reagensi, izuzev za transfuziju | 404-1-110/24-44 | 236 | Reagensi za biohemijski analizator CS- T240 "DIRUI" (Dirui Industrial CO) | 56 | TIBC | RGN233391 | pakovanje | R1:2*50ml/R2:1*20ml/R3:2*50ml/R4:1*20ml | Dirui Industrial Co., Ltd., Kina | TOTAL IRON-BINDING CAPACITY REAGENT KIT (TIBC) | 10512.18 | 20% | Euromedicina d.o.o. | 105-8/24 | 08.10.2024 | 08.10.2025
Reagensi, izuzev za transfuziju | 404-1-110/24-44 | 236 | Reagensi za biohemijski analizator CS- T240 "DIRUI" (Dirui Industrial CO) | 57 | TRF | RGN233392 | pakovanje | R1:1*50ml/R2:1*10ml/Calibration:1ml | Dirui Industrial Co., Ltd., Kina | TRANSFERRIN REAGENT KIT (TRF) | 20023.2 | 20% | Euromedicina d.o.o. | 105-8/24 | 08.10.2024 | 08.10.2025
Reagensi, izuzev za transfuziju | 404-1-110/24-44 | 236 | Reagensi za biohemijski analizator CS- T240 "DIRUI" (Dirui Industrial CO) | 58 | ASO with Calibrator | RGN233393 | pakovanje | R1：1*40mL / R2:1*10mL / Calibration:1*1mL | Dirui Industrial Co., Ltd., Kina | ANTI-STREPTOLYSIN O KIT (ASO) | 32370.84 | 20% | Euromedicina d.o.o. | 105-8/24 | 08.10.2024 | 08.10.2025
Reagensi, izuzev za transfuziju | 404-1-110/24-44 | 236 | Reagensi za biohemijski analizator CS- T240 "DIRUI" (Dirui Industrial CO) | 59 | IgA with Calibration | RGN233394 | pakovanje | R1:1*50ml/R2:1*10ml/ Calibration 1*1ml | Dirui Industrial Co., Ltd., Kina | IMMUNOGLOBULIN A KIT (IgA) | 22782 | 20% | Euromedicina d.o.o. | 105-8/24 | 08.10.2024 | 08.10.2025
Reagensi, izuzev za transfuziju | 404-1-110/24-44 | 236 | Reagensi za biohemijski analizator CS- T240 "DIRUI" (Dirui Industrial CO) | 60 | IgG with Calibration | RGN233395 | pakovanje | R1:1*50ml/R2:1*10ml/ Calibration 1*1ml | Dirui Industrial Co., Ltd., Kina | IMMUNOGLOBULIN G KIT (IgG) | 22782 | 20% | Euromedicina d.o.o. | 105-8/24 | 08.10.2024 | 08.10.2025
Reagensi, izuzev za transfuziju | 404-1-110/24-44 | 236 | Reagensi za biohemijski analizator CS- T240 "DIRUI" (Dirui Industrial CO) | 61 | IgM with Calibration | RGN233396 | pakovanje | R1:1*50ml/R2:1*10ml/ Calibration 1*1ml | Dirui Industrial Co., Ltd., Kina | IMMUNOGLOBULIN M KIT (IgM) | 21851 | 20% | Euromedicina d.o.o. | 105-8/24 | 08.10.2024 | 08.10.2025
Reagensi, izuzev za transfuziju | 404-1-110/24-44 | 236 | Reagensi za biohemijski analizator CS- T240 "DIRUI" (Dirui Industrial CO) | 62 | C3 with Calibration | RGN233397 | pakovanje | R1:1*50ml/R2:1*10ml / Calibration 1*1ml | Dirui Industrial Co., Ltd., Kina | COMPLEMENT 3 REAGENT KIT (C3) | 17933.4 | 20% | Euromedicina d.o.o. | 105-8/24 | 08.10.2024 | 08.10.2025
Reagensi, izuzev za transfuziju | 404-1-110/24-44 | 236 | Reagensi za biohemijski analizator CS- T240 "DIRUI" (Dirui Industrial CO) | 63 | C4 with Calibration | RGN233398 | pakovanje | R1:1*50ml/R2:1*10ml / Calibration 1*1ml | Dirui Industrial Co., Ltd., Kina | COMPLEMENT 4 REAGENT KIT (C4) | 17933.4 | 20% | Euromedicina d.o.o. | 105-8/24 | 08.10.2024 | 08.10.2025
Reagensi, izuzev za transfuziju | 404-1-110/24-44 | 236 | Reagensi za biohemijski analizator CS- T240 "DIRUI" (Dirui Industrial CO) | 64 | CS-T180 Halogen Lamp Assembly | RGN233399 | pakovanje | 1 pcs | Dirui Industrial Co., Ltd., Kina | CS-T180 Halogen Lamp Assembly | 10560 | 20% | Euromedicina d.o.o. | 105-8/24 | 08.10.2024 | 08.10.2025
Reagensi, izuzev za transfuziju | 404-1-110/24-44 | 236 | Reagensi za biohemijski analizator CS- T240 "DIRUI" (Dirui Industrial CO) | 65 | CS-T180 Cuvette 7 (8 pcs/year) | RGN233400 | pakovanje | 1 pcs | Dirui Industrial Co., Ltd., Kina | CS-T180 Cuvette 7 (8 pcs/year) | 26478 | 20% | Euromedicina d.o.o. | 105-8/24 | 08.10.2024 | 08.10.2025
Reagensi, izuzev za transfuziju | 404-1-110/24-44 | 236 | Reagensi za biohemijski analizator CS- T240 "DIRUI" (Dirui Industrial CO) | 66 | CS-T180 Maintenance package | RGN233401 | pakovanje | 1 pcs | Dirui Industrial Co., Ltd., Kina | CS-T180 Maintenance package | 218949.15 | 20% | Euromedicina d.o.o. | 105-8/24 | 08.10.2024 | 08.10.2025
Reagensi, izuzev za transfuziju | 404-1-110/24-44 | 236 | Reagensi za biohemijski analizator CS- T240 "DIRUI" (Dirui Industrial CO) | 67 | CS-T240 Halogen Lamp Assembly | RGN233402 | pakovanje | 1 pcs | Dirui Industrial Co., Ltd., Kina | CS-T240 Halogen Lamp Assembly | 10560 | 20% | Euromedicina d.o.o. | 105-8/24 | 08.10.2024 | 08.10.2025
Reagensi, izuzev za transfuziju | 404-1-110/24-44 | 236 | Reagensi za biohemijski analizator CS- T240 "DIRUI" (Dirui Industrial CO) | 68 | CS-T240 Cuvette 20 (6 pcs/year) | RGN233403 | pakovanje | 1 pcs | Dirui Industrial Co., Ltd., Kina | CS-T240 Cuvette 20 (6 pcs/year) | 26478 | 20% | Euromedicina d.o.o. | 105-8/24 | 08.10.2024 | 08.10.2025
Reagensi, izuzev za transfuziju | 404-1-110/24-44 | 236 | Reagensi za biohemijski analizator CS- T240 "DIRUI" (Dirui Industrial CO) | 69 | CS-T240 Maintenance package | RGN233404 | pakovanje | 1 pcs | Dirui Industrial Co., Ltd., Kina | CS-T240 Maintenance package | 218949.15 | 20% | Euromedicina d.o.o. | 105-8/24 | 08.10.2024 | 08.10.2025
Reagensi, izuzev za transfuziju | 404-1-110/24-44 | 238 | Reagensi za biohemijski analizator HumaStar 600 | 1 | Albumin | RGN215185 | pakovanje | 6x150 testova | HUMAN GmbH Nemačka | Albumin | 4320 | 20% | SCOR medicinska oprema i tehnologija d.o.o. | 105-22/24 | 08.10.2024 | 08.10.2025
Reagensi, izuzev za transfuziju | 404-1-110/24-44 | 238 | Reagensi za biohemijski analizator HumaStar 600 | 2 | Alfa amilaza | RGN215186 | pakovanje | 3x260 testova | HUMAN GmbH Nemačka | Alfa amylasa | 35100 | 20% | SCOR medicinska oprema i tehnologija d.o.o. | 105-22/24 | 08.10.2024 | 08.10.2025
Reagensi, izuzev za transfuziju | 404-1-110/24-44 | 238 | Reagensi za biohemijski analizator HumaStar 600 | 3 | Alkalna fosfataza, DEA pufer | RGN215187 | pakovanje | 3x250 testova | HUMAN GmbH Nemačka | Alkalna fosfataza, DEA pufer | 7425 | 20% | SCOR medicinska oprema i tehnologija d.o.o. | 105-22/24 | 08.10.2024 | 08.10.2025
Reagensi, izuzev za transfuziju | 404-1-110/24-44 | 238 | Reagensi za biohemijski analizator HumaStar 600 | 4 | ALT (Alanin aminotransferaza) | RGN233406 | pakovanje | 5x310 testova | HUMAN GmbH Nemačka | GPT-ALT (Alanin aminotransferaza) | 17360 | 20% | SCOR medicinska oprema i tehnologija d.o.o. | 105-22/24 | 08.10.2024 | 08.10.2025
Reagensi, izuzev za transfuziju | 404-1-110/24-44 | 238 | Reagensi za biohemijski analizator HumaStar 600 | 5 | AST (Aspartat aminotransferaza) | RGN233407 | pakovanje | 5x310 testova | HUMAN GmbH Nemačka | GOT-AST (Aspartat aminotransferaza) | 17360 | 20% | SCOR medicinska oprema i tehnologija d.o.o. | 105-22/24 | 08.10.2024 | 08.10.2025
Reagensi, izuzev za transfuziju | 404-1-110/24-44 | 238 | Reagensi za biohemijski analizator HumaStar 600 | 6 | auto-Bilirubini Ukupni (DPD) | RGN215190 | pakovanje | 5x210 testova | HUMAN GmbH Nemačka | auto-Bilirubini Ukupni (DPD) | 17325 | 20% | SCOR medicinska oprema i tehnologija d.o.o. | 105-22/24 | 08.10.2024 | 08.10.2025
Reagensi, izuzev za transfuziju | 404-1-110/24-44 | 238 | Reagensi za biohemijski analizator HumaStar 600 | 7 | Autokalibrator | RGN215191 | pakovanje | 4x5 ml | HUMAN GmbH Nemačka | AUTOCAL | 6900 | 20% | SCOR medicinska oprema i tehnologija d.o.o. | 105-22/24 | 08.10.2024 | 08.10.2025
Reagensi, izuzev za transfuziju | 404-1-110/24-44 | 238 | Reagensi za biohemijski analizator HumaStar 600 | 8 | auto-Kreatinin | RGN215192 | pakovanje | 5x250 testova | HUMAN GmbH Nemačka | auto-Creatinin | 15625 | 20% | SCOR medicinska oprema i tehnologija d.o.o. | 105-22/24 | 08.10.2024 | 08.10.2025
Reagensi, izuzev za transfuziju | 404-1-110/24-44 | 238 | Reagensi za biohemijski analizator HumaStar 600 | 9 | auto - Bilirubin direktni (DPD) | RGN215193 | pakovanje | 5x210 testova | HUMAN GmbH Nemačka | auto - Bilirubin direktni (DPD) | 17325 | 20% | SCOR medicinska oprema i tehnologija d.o.o. | 105-22/24 | 08.10.2024 | 08.10.2025
Reagensi, izuzev za transfuziju | 404-1-110/24-44 | 238 | Reagensi za biohemijski analizator HumaStar 600 | 10 | C.R.P. Turbidimetrija sa kalibratorom | RGN220859 | pakovanje | 2x50ml | LINEAR Chemicals | C.R.P. Turbidimetrija sa kalibratorom | 16250 | 20% | SCOR medicinska oprema i tehnologija d.o.o. | 105-22/24 | 08.10.2024 | 08.10.2025
Reagensi, izuzev za transfuziju | 404-1-110/24-44 | 238 | Reagensi za biohemijski analizator HumaStar 600 | 11 | CK-MB | RGN215195 | pakovanje | 2x100 testova | HUMAN GmbH Nemačka | CK-MB | 12500 | 20% | SCOR medicinska oprema i tehnologija d.o.o. | 105-22/24 | 08.10.2024 | 08.10.2025
Reagensi, izuzev za transfuziju | 404-1-110/24-44 | 238 | Reagensi za biohemijski analizator HumaStar 600 | 12 | CK-NAC | RGN215196 | pakovanje | 2x180 testova | HUMAN GmbH Nemačka | CK-NAC | 10440 | 20% | SCOR medicinska oprema i tehnologija d.o.o. | 105-22/24 | 08.10.2024 | 08.10.2025
Reagensi, izuzev za transfuziju | 404-1-110/24-44 | 238 | Reagensi za biohemijski analizator HumaStar 600 | 13 | Cuvette clean | RGN215197 | pakovanje | 6x55 ml | HUMAN GmbH Nemačka | Cuvette clean | 5808 | 20% | SCOR medicinska oprema i tehnologija d.o.o. | 105-22/24 | 08.10.2024 | 08.10.2025
Reagensi, izuzev za transfuziju | 404-1-110/24-44 | 238 | Reagensi za biohemijski analizator HumaStar 600 | 14 | Diluent | RGN215198 | pakovanje | 4x20 ml | HUMAN GmbH Nemačka | Diluent | 6200 | 20% | SCOR medicinska oprema i tehnologija d.o.o. | 105-22/24 | 08.10.2024 | 08.10.2025
Reagensi, izuzev za transfuziju | 404-1-110/24-44 | 238 | Reagensi za biohemijski analizator HumaStar 600 | 15 | Fosfor | RGN215199 | pakovanje | 4x60 testova | HUMAN GmbH Nemačka | Phosphorus | 3120 | 20% | SCOR medicinska oprema i tehnologija d.o.o. | 105-22/24 | 08.10.2024 | 08.10.2025
Reagensi, izuzev za transfuziju | 404-1-110/24-44 | 238 | Reagensi za biohemijski analizator HumaStar 600 | 16 | Gama-GT | RGN215200 | pakovanje | 3x250 testova | HUMAN GmbH Nemačka | Gama-GT | 9650 | 20% | SCOR medicinska oprema i tehnologija d.o.o. | 105-22/24 | 08.10.2024 | 08.10.2025
Reagensi, izuzev za transfuziju | 404-1-110/24-44 | 238 | Reagensi za biohemijski analizator HumaStar 600 | 17 | Glukoza | RGN215201 | pakovanje | 6x210 testova | HUMAN GmbH Nemačka | Glukoza | 7686 | 20% | SCOR medicinska oprema i tehnologija d.o.o. | 105-22/24 | 08.10.2024 | 08.10.2025
Reagensi, izuzev za transfuziju | 404-1-110/24-44 | 238 | Reagensi za biohemijski analizator HumaStar 600 | 18 | Gvožđe sa standardom (TPTZ) | RGN215202 | pakovanje | 2x180 testova | HUMAN GmbH Nemačka | Iron (TPTZ) | 8100 | 20% | SCOR medicinska oprema i tehnologija d.o.o. | 105-22/24 | 08.10.2024 | 08.10.2025
Reagensi, izuzev za transfuziju | 404-1-110/24-44 | 238 | Reagensi za biohemijski analizator HumaStar 600 | 19 | HbA1c% liquidirect | RGN242270 | pakovanje | 40 ml | HUMAN GmbH Nemačka | HbA1c% liquidirect | 37920 | 20% | SCOR medicinska oprema i tehnologija d.o.o. | 105-22/24 | 08.10.2024 | 08.10.2025
Reagensi, izuzev za transfuziju | 404-1-110/24-44 | 238 | Reagensi za biohemijski analizator HumaStar 600 | 20 | HbA1c% liquidirect, calibrator | RGN242271 | pakovanje | 4x0,5 ml | HUMAN GmbH Nemačka | HbA1c% liquidirect, calibrator | 15000 | 20% | SCOR medicinska oprema i tehnologija d.o.o. | 105-22/24 | 08.10.2024 | 08.10.2025
Reagensi, izuzev za transfuziju | 404-1-110/24-44 | 238 | Reagensi za biohemijski analizator HumaStar 600 | 21 | HDL Holesterol (Direktan) | RGN215205 | pakovanje | 2x180 testova | HUMAN GmbH Nemačka | HDL Holesterol (Direktan) | 21600 | 20% | SCOR medicinska oprema i tehnologija d.o.o. | 105-22/24 | 08.10.2024 | 08.10.2025
Reagensi, izuzev za transfuziju | 404-1-110/24-44 | 238 | Reagensi za biohemijski analizator HumaStar 600 | 22 | Holesterol sa standardom | RGN215206 | pakovanje | 3x150 testova | HUMAN GmbH Nemačka | Cholesterol sa standardom | 5850 | 20% | SCOR medicinska oprema i tehnologija d.o.o. | 105-22/24 | 08.10.2024 | 08.10.2025
Reagensi, izuzev za transfuziju | 404-1-110/24-44 | 238 | Reagensi za biohemijski analizator HumaStar 600 | 23 | Kalcijum sa standardom OCPC | RGN215207 | pakovanje | 3x430 testova | HUMAN GmbH Nemačka | Kalcijum sa standardom OCPC | 9675 | 20% | SCOR medicinska oprema i tehnologija d.o.o. | 105-22/24 | 08.10.2024 | 08.10.2025
Reagensi, izuzev za transfuziju | 404-1-110/24-44 | 238 | Reagensi za biohemijski analizator HumaStar 600 | 24 | Kontrola za HbA1C | RGN215208 | pakovanje | 4x0,5ml | HUMAN GmbH Nemačka | HbA1c con.N/P | 15000 | 20% | SCOR medicinska oprema i tehnologija d.o.o. | 105-22/24 | 08.10.2024 | 08.10.2025
Reagensi, izuzev za transfuziju | 404-1-110/24-44 | 238 | Reagensi za biohemijski analizator HumaStar 600 | 25 | Kontrolni serum normalni | RGN215209 | pakovanje | 6x5 ml | HUMAN GmbH Nemačka | Serodos | 8100 | 20% | SCOR medicinska oprema i tehnologija d.o.o. | 105-22/24 | 08.10.2024 | 08.10.2025
Reagensi, izuzev za transfuziju | 404-1-110/24-44 | 238 | Reagensi za biohemijski analizator HumaStar 600 | 26 | Kontrolni serum patološki | RGN215210 | pakovanje | 6x5ml | HUMAN GmbH Nemačka | Serodos plus | 8100 | 20% | SCOR medicinska oprema i tehnologija d.o.o. | 105-22/24 | 08.10.2024 | 08.10.2025
Reagensi, izuzev za transfuziju | 404-1-110/24-44 | 238 | Reagensi za biohemijski analizator HumaStar 600 | 27 | LDH SCE | RGN215211 | pakovanje | 2x180 testova | HUMAN GmbH Nemačka | LDH SCE | 4600 | 20% | SCOR medicinska oprema i tehnologija d.o.o. | 105-22/24 | 08.10.2024 | 08.10.2025
Reagensi, izuzev za transfuziju | 404-1-110/24-44 | 238 | Reagensi za biohemijski analizator HumaStar 600 | 28 | Magnezium | RGN215212 | pakovanje | 4x60 testova | HUMAN GmbH Nemačka | Magnezium | 3100 | 20% | SCOR medicinska oprema i tehnologija d.o.o. | 105-22/24 | 08.10.2024 | 08.10.2025
Reagensi, izuzev za transfuziju | 404-1-110/24-44 | 238 | Reagensi za biohemijski analizator HumaStar 600 | 29 | Mokraćna kiselina | RGN215213 | pakovanje | 5x250 testova | HUMAN GmbH Nemačka | Uric Acid liquicolor | 9875 | 20% | SCOR medicinska oprema i tehnologija d.o.o. | 105-22/24 | 08.10.2024 | 08.10.2025
Reagensi, izuzev za transfuziju | 404-1-110/24-44 | 238 | Reagensi za biohemijski analizator HumaStar 600 | 30 | Tip cleaning kit | RGN215214 | pakovanje | (4x20ml)x2 | HUMAN GmbH Nemačka | Tip cleaning kit | 6720 | 20% | SCOR medicinska oprema i tehnologija d.o.o. | 105-22/24 | 08.10.2024 | 08.10.2025
Reagensi, izuzev za transfuziju | 404-1-110/24-44 | 238 | Reagensi za biohemijski analizator HumaStar 600 | 31 | Trigliceridi sa standardom | RGN215215 | pakovanje | 3x210 testova | HUMAN GmbH Nemačka | Trigliceridi sa standardom | 9135 | 20% | SCOR medicinska oprema i tehnologija d.o.o. | 105-22/24 | 08.10.2024 | 08.10.2025
Reagensi, izuzev za transfuziju | 404-1-110/24-44 | 238 | Reagensi za biohemijski analizator HumaStar 600 | 32 | Turbidos | RGN215216 | pakovanje | 4x3ml | HUMAN GmbH Nemačka | Turbidos | 38000 | 20% | SCOR medicinska oprema i tehnologija d.o.o. | 105-22/24 | 08.10.2024 | 08.10.2025
Reagensi, izuzev za transfuziju | 404-1-110/24-44 | 238 | Reagensi za biohemijski analizator HumaStar 600 | 33 | Ukupni protein | RGN215217 | pakovanje | 6x210 testova | HUMAN GmbH Nemačka | Total protein liquicolor | 5670 | 20% | SCOR medicinska oprema i tehnologija d.o.o. | 105-22/24 | 08.10.2024 | 08.10.2025
Reagensi, izuzev za transfuziju | 404-1-110/24-44 | 238 | Reagensi za biohemijski analizator HumaStar 600 | 34 | Urea UV kinetička | RGN215218 | pakovanje | 5x250 testova | HUMAN GmbH Nemačka | Urea UV kinetička | 14375 | 20% | SCOR medicinska oprema i tehnologija d.o.o. | 105-22/24 | 08.10.2024 | 08.10.2025
Reagensi, izuzev za transfuziju | 404-1-110/24-44 | 238 | Reagensi za biohemijski analizator HumaStar 600 | 35 | Wash additive | RGN215219 | pakovanje | 4x25ml | HUMAN GmbH Nemačka | Wash additive | 7950 | 20% | SCOR medicinska oprema i tehnologija d.o.o. | 105-22/24 | 08.10.2024 | 08.10.2025
Reagensi, izuzev za transfuziju | 404-1-110/24-44 | 238 | Reagensi za biohemijski analizator HumaStar 600 | 36 | Plasma Protein Control N-I | RGN242272 | pakovanje | 1 x 2ml | LINEAR Chemicals | Plasma Protein Control N-I | 7200 | 20% | SCOR medicinska oprema i tehnologija d.o.o. | 105-22/24 | 08.10.2024 | 08.10.2025
Reagensi, izuzev za transfuziju | 404-1-110/24-44 | 239 | Reagensi za biohemijski analizator Kabe GA-3 (LABORTECHIK) | 1 | Glukoza thick-film electroda (G-DSE) | RGN215220 | komad | 1 | KABE LABORTECHNIK GmbH, Nemačka | Glucose thick-film electrode for Glucose Analyser GA2/GA3 | 8850 | 20% | Euromedicina d.o.o. | 105-8/24 | 08.10.2024 | 08.10.2025
Reagensi, izuzev za transfuziju | 404-1-110/24-44 | 239 | Reagensi za biohemijski analizator Kabe GA-3 (LABORTECHIK) | 2 | Glukoza standard | RGN215221 | pakovanje | 100x2ml | KABE LABORTECHNIK GmbH, Nemačka | Glucose Standard GS 420 p.l. Purple | 4742 | 20% | Euromedicina d.o.o. | 105-8/24 | 08.10.2024 | 08.10.2025
Reagensi, izuzev za transfuziju | 404-1-110/24-44 | 239 | Reagensi za biohemijski analizator Kabe GA-3 (LABORTECHIK) | 3 | Reakcione kivete GLUCOSE GA 3 | RGN215222 | pakovanje | 1/1000komad | KABE LABORTECHNIK GmbH, Nemačka | Treated test tubes for blood sugar determination | 33342 | 20% | Euromedicina d.o.o. | 105-8/24 | 08.10.2024 | 08.10.2025
Reagensi, izuzev za transfuziju | 404-1-110/24-44 | 239 | Reagensi za biohemijski analizator Kabe GA-3 (LABORTECHIK) | 4 | Solution system KB-GA3 | RGN215223 | pakovanje | 1 x 5 l | KABE LABORTECHNIK GmbH, Nemačka | KB System solution | 16628 | 20% | Euromedicina d.o.o. | 105-8/24 | 08.10.2024 | 08.10.2025
Reagensi, izuzev za transfuziju | 404-1-110/24-44 | 239 | Reagensi za biohemijski analizator Kabe GA-3 (LABORTECHIK) | 5 | Kabe GA-3 (LABORTECHNIK) Preventive and Maintenance Kit | RGN215224 | pakovanje | 1 komad | KABE LABORTECHNIK GmbH, Nemačka | Kabe GA-3 (LABORTECHNIK) Preventive and Maintenance Kit | 10790 | 20% | Euromedicina d.o.o. | 105-8/24 | 08.10.2024 | 08.10.2025
Reagensi, izuzev za transfuziju | 404-1-110/24-44 | 240 | Reagensi za biohemijski analizator MINDRAY BS 800 (MINDRAY) | 1 | ACE Calibrator | RGN215225 | KIT | 1x1ml | Shenzhen Mindray Bio-Medical Electronics Co., Ltd. | ACE calibrator | 34385 | 20% | Labteh d.o.o. | 105-13/24 | 08.10.2024 | 08.10.2025
Reagensi, izuzev za transfuziju | 404-1-110/24-44 | 240 | Reagensi za biohemijski analizator MINDRAY BS 800 (MINDRAY) | 2 | ACE Control | RGN215226 | KIT | 2x1ml | Shenzhen Mindray Bio-Medical Electronics Co., Ltd. | ACE control | 66125 | 20% | Labteh d.o.o. | 105-13/24 | 08.10.2024 | 08.10.2025
Reagensi, izuzev za transfuziju | 404-1-110/24-44 | 240 | Reagensi za biohemijski analizator MINDRAY BS 800 (MINDRAY) | 3 | ADA Calibrator | RGN215227 | KIT | 1x1ml | Shenzhen Mindray Bio-Medical Electronics Co., Ltd. | ADA Calibrator | 6374.45 | 20% | Labteh d.o.o. | 105-13/24 | 08.10.2024 | 08.10.2025
Reagensi, izuzev za transfuziju | 404-1-110/24-44 | 240 | Reagensi za biohemijski analizator MINDRAY BS 800 (MINDRAY) | 4 | ADA Control | RGN215228 | komad | 1x1ml | Shenzhen Mindray Bio-Medical Electronics Co., Ltd. | ADA Control (L) | 6374.45 | 20% | Labteh d.o.o. | 105-13/24 | 08.10.2024 | 08.10.2025
Reagensi, izuzev za transfuziju | 404-1-110/24-44 | 240 | Reagensi za biohemijski analizator MINDRAY BS 800 (MINDRAY) | 5 | Adenozin dezaminaza | RGN215229 | KIT | 473 testova | Shenzhen Mindray Bio-Medical Electronics Co., Ltd. | Adenosine deaminase | 69127.08 | 20% | Labteh d.o.o. | 105-13/24 | 08.10.2024 | 08.10.2025
Reagensi, izuzev za transfuziju | 404-1-110/24-44 | 240 | Reagensi za biohemijski analizator MINDRAY BS 800 (MINDRAY) | 6 | Albumin | RGN215230 | KIT | 1620 testova | Shenzhen Mindray Bio-Medical Electronics Co., Ltd. | Albumin | 7855.65 | 20% | Labteh d.o.o. | 105-13/24 | 08.10.2024 | 08.10.2025
Reagensi, izuzev za transfuziju | 404-1-110/24-44 | 240 | Reagensi za biohemijski analizator MINDRAY BS 800 (MINDRAY) | 7 | alfa amilaza | RGN215231 | KIT | 1120 testova | Shenzhen Mindray Bio-Medical Electronics Co., Ltd. | α-Amylase | 39635.33 | 20% | Labteh d.o.o. | 105-13/24 | 08.10.2024 | 08.10.2025
Reagensi, izuzev za transfuziju | 404-1-110/24-44 | 240 | Reagensi za biohemijski analizator MINDRAY BS 800 (MINDRAY) | 8 | ALP | RGN215232 | KIT | 2400 testova | Shenzhen Mindray Bio-Medical Electronics Co., Ltd. | Alkaline phosphatase | 12167 | 20% | Labteh d.o.o. | 105-13/24 | 08.10.2024 | 08.10.2025
Reagensi, izuzev za transfuziju | 404-1-110/24-44 | 240 | Reagensi za biohemijski analizator MINDRAY BS 800 (MINDRAY) | 9 | ALT | RGN215233 | KIT | 2400 testova | Shenzhen Mindray Bio-Medical Electronics Co., Ltd. | Alanine Aminotransferase | 16779.88 | 20% | Labteh d.o.o. | 105-13/24 | 08.10.2024 | 08.10.2025
Reagensi, izuzev za transfuziju | 404-1-110/24-44 | 240 | Reagensi za biohemijski analizator MINDRAY BS 800 (MINDRAY) | 10 | Angiotenzin konvertujući enzim | RGN215234 | KIT | 511 testova | Shenzhen Mindray Bio-Medical Electronics Co., Ltd. | Angiotensin Converting Enzyme | 69166.75 | 20% | Labteh d.o.o. | 105-13/24 | 08.10.2024 | 08.10.2025
Reagensi, izuzev za transfuziju | 404-1-110/24-44 | 240 | Reagensi za biohemijski analizator MINDRAY BS 800 (MINDRAY) | 11 | ASO reagens sa kalibratorom | RGN215235 | pakovanje | 470 testova | Shenzhen Mindray Bio-Medical Electronics Co., Ltd. | Antistreptolysin O Ⅱ* (C ) | 99452 | 20% | Labteh d.o.o. | 105-13/24 | 08.10.2024 | 08.10.2025
Reagensi, izuzev za transfuziju | 404-1-110/24-44 | 240 | Reagensi za biohemijski analizator MINDRAY BS 800 (MINDRAY) | 12 | ASO/RF/CRP kontrola | RGN215236 | komad | 3x1ml; H3x1ml | Shenzhen Mindray Bio-Medical Electronics Co., Ltd. | ASO/CRP/RF Triple Control | 79350 | 20% | Labteh d.o.o. | 105-13/24 | 08.10.2024 | 08.10.2025
Reagensi, izuzev za transfuziju | 404-1-110/24-44 | 240 | Reagensi za biohemijski analizator MINDRAY BS 800 (MINDRAY) | 13 | AST | RGN215237 | KIT | 2400 testova | Shenzhen Mindray Bio-Medical Electronics Co., Ltd. | Aspartate Aminotransferase | 16779.88 | 20% | Labteh d.o.o. | 105-13/24 | 08.10.2024 | 08.10.2025
Reagensi, izuzev za transfuziju | 404-1-110/24-44 | 240 | Reagensi za biohemijski analizator MINDRAY BS 800 (MINDRAY) | 14 | Bilirubin direktni | RGN215238 | KIT | 888 testova | Shenzhen Mindray Bio-Medical Electronics Co., Ltd. | Bilirubin Direct | 5653.69 | 20% | Labteh d.o.o. | 105-13/24 | 08.10.2024 | 08.10.2025
Reagensi, izuzev za transfuziju | 404-1-110/24-44 | 240 | Reagensi za biohemijski analizator MINDRAY BS 800 (MINDRAY) | 15 | Bilirubin ukupni | RGN215239 | KIT | 724 testova | Shenzhen Mindray Bio-Medical Electronics Co., Ltd. | Bilirubin Total | 8054.03 | 20% | Labteh d.o.o. | 105-13/24 | 08.10.2024 | 08.10.2025
Reagensi, izuzev za transfuziju | 404-1-110/24-44 | 240 | Reagensi za biohemijski analizator MINDRAY BS 800 (MINDRAY) | 16 | Bikarbonati sa kontrolom i kalibratorom | RGN215240 | KIT | 520 testova | Shenzhen Mindray Bio-Medical Electronics Co., Ltd. | Bicarbonates ** (C and Q) | 44436 | 20% | Labteh d.o.o. | 105-13/24 | 08.10.2024 | 08.10.2025
Reagensi, izuzev za transfuziju | 404-1-110/24-44 | 240 | Reagensi za biohemijski analizator MINDRAY BS 800 (MINDRAY) | 17 | CD 80 Detergent | RGN215241 | pakovanje | 6x2l | Shenzhen Mindray Bio-Medical Electronics Co., Ltd. | CD80 Detergent | 66125 | 20% | Labteh d.o.o. | 105-13/24 | 08.10.2024 | 08.10.2025
Reagensi, izuzev za transfuziju | 404-1-110/24-44 | 240 | Reagensi za biohemijski analizator MINDRAY BS 800 (MINDRAY) | 18 | CK | RGN215242 | KIT | 540 testova | Shenzhen Mindray Bio-Medical Electronics Co., Ltd. | Creatine Kinase | 30708.45 | 20% | Labteh d.o.o. | 105-13/24 | 08.10.2024 | 08.10.2025
Reagensi, izuzev za transfuziju | 404-1-110/24-44 | 240 | Reagensi za biohemijski analizator MINDRAY BS 800 (MINDRAY) | 19 | CK MB | RGN215243 | komad | 540 testova | Shenzhen Mindray Bio-Medical Electronics Co., Ltd. | Creatine Kinase-MB | 57661 | 20% | Labteh d.o.o. | 105-13/24 | 08.10.2024 | 08.10.2025
Reagensi, izuzev za transfuziju | 404-1-110/24-44 | 240 | Reagensi za biohemijski analizator MINDRAY BS 800 (MINDRAY) | 20 | CK MB kalibrator | RGN215244 | pakovanje | 3×1 ml | Shenzhen Mindray Bio-Medical Electronics Co., Ltd. | CK-MB Calibrator | 33062.5 | 20% | Labteh d.o.o. | 105-13/24 | 08.10.2024 | 08.10.2025
Reagensi, izuzev za transfuziju | 404-1-110/24-44 | 240 | Reagensi za biohemijski analizator MINDRAY BS 800 (MINDRAY) | 21 | ClinChem Multi Control nivo 1 | RGN215245 | pakovanje | 10x5ml | Shenzhen Mindray Bio-Medical Electronics Co., Ltd. | ClinChem Multi Control (level 1) | 66125 | 20% | Labteh d.o.o. | 105-13/24 | 08.10.2024 | 08.10.2025
Reagensi, izuzev za transfuziju | 404-1-110/24-44 | 240 | Reagensi za biohemijski analizator MINDRAY BS 800 (MINDRAY) | 22 | ClinChem Multi Control nivo 2 | RGN215246 | pakovanje | 10x5ml | Shenzhen Mindray Bio-Medical Electronics Co., Ltd. | ClinChem Multi Control (level 2) | 66125 | 20% | Labteh d.o.o. | 105-13/24 | 08.10.2024 | 08.10.2025
Reagensi, izuzev za transfuziju | 404-1-110/24-44 | 240 | Reagensi za biohemijski analizator MINDRAY BS 800 (MINDRAY) | 23 | CRP | RGN215247 | KIT | 450 testova | Shenzhen Mindray Bio-Medical Electronics Co., Ltd. | C-Reactive Protein | 35046.25 | 20% | Labteh d.o.o. | 105-13/24 | 08.10.2024 | 08.10.2025
Reagensi, izuzev za transfuziju | 404-1-110/24-44 | 240 | Reagensi za biohemijski analizator MINDRAY BS 800 (MINDRAY) | 24 | Feritin | RGN215248 | KIT | 140 testova | Shenzhen Mindray Bio-Medical Electronics Co., Ltd. | Ferritin | 56007.88 | 20% | Labteh d.o.o. | 105-13/24 | 08.10.2024 | 08.10.2025
Reagensi, izuzev za transfuziju | 404-1-110/24-44 | 240 | Reagensi za biohemijski analizator MINDRAY BS 800 (MINDRAY) | 25 | Feritin kalibrator | RGN215249 | KIT | 1×4×2 ml | Shenzhen Mindray Bio-Medical Electronics Co., Ltd. | FER calibrator | 116975.13 | 20% | Labteh d.o.o. | 105-13/24 | 08.10.2024 | 08.10.2025
Reagensi, izuzev za transfuziju | 404-1-110/24-44 | 240 | Reagensi za biohemijski analizator MINDRAY BS 800 (MINDRAY) | 26 | Fosfor | RGN215250 | KIT | 790 testova | Shenzhen Mindray Bio-Medical Electronics Co., Ltd. | Phosphorus | 4761 | 20% | Labteh d.o.o. | 105-13/24 | 08.10.2024 | 08.10.2025
Reagensi, izuzev za transfuziju | 404-1-110/24-44 | 240 | Reagensi za biohemijski analizator MINDRAY BS 800 (MINDRAY) | 27 | GGT | RGN215251 | komad | 2400 testova | Shenzhen Mindray Bio-Medical Electronics Co., Ltd. | Gamma–Glutamyltransferase | 21741.9 | 20% | Labteh d.o.o. | 105-13/24 | 08.10.2024 | 08.10.2025
Reagensi, izuzev za transfuziju | 404-1-110/24-44 | 240 | Reagensi za biohemijski analizator MINDRAY BS 800 (MINDRAY) | 28 | Glukoza | RGN215252 | KIT | 1860 testova | Shenzhen Mindray Bio-Medical Electronics Co., Ltd. | Glucose | 11307.38 | 20% | Labteh d.o.o. | 105-13/24 | 08.10.2024 | 08.10.2025
Reagensi, izuzev za transfuziju | 404-1-110/24-44 | 240 | Reagensi za biohemijski analizator MINDRAY BS 800 (MINDRAY) | 29 | Gvožđe | RGN215253 | KIT | 920 testova | Shenzhen Mindray Bio-Medical Electronics Co., Ltd. | Iron ** (C and Q) | 22753.61 | 20% | Labteh d.o.o. | 105-13/24 | 08.10.2024 | 08.10.2025
Reagensi, izuzev za transfuziju | 404-1-110/24-44 | 240 | Reagensi za biohemijski analizator MINDRAY BS 800 (MINDRAY) | 30 | HDL-Cholesterol | RGN215254 | KIT | 1370 testova | Shenzhen Mindray Bio-Medical Electronics Co., Ltd. | HDL-Cholesterol | 79720.3 | 20% | Labteh d.o.o. | 105-13/24 | 08.10.2024 | 08.10.2025
Reagensi, izuzev za transfuziju | 404-1-110/24-44 | 240 | Reagensi za biohemijski analizator MINDRAY BS 800 (MINDRAY) | 31 | Hemoglobin A1c sa kalibratorom i kontrolom | RGN215255 | KIT | 520 testova | Shenzhen Mindray Bio-Medical Electronics Co., Ltd. | Haemoglobin A1c ** (C and Q) | 171925 | 20% | Labteh d.o.o. | 105-13/24 | 08.10.2024 | 08.10.2025
Reagensi, izuzev za transfuziju | 404-1-110/24-44 | 240 | Reagensi za biohemijski analizator MINDRAY BS 800 (MINDRAY) | 32 | Holesterol | RGN215256 | KIT | 1620 testova | Shenzhen Mindray Bio-Medical Electronics Co., Ltd. | Total Cholesterol | 17020.58 | 20% | Labteh d.o.o. | 105-13/24 | 08.10.2024 | 08.10.2025
Reagensi, izuzev za transfuziju | 404-1-110/24-44 | 240 | Reagensi za biohemijski analizator MINDRAY BS 800 (MINDRAY) | 33 | ISE buffer solution | RGN215257 | komad | 1 x 2000 ml | Shenzhen Mindray Bio-Medical Electronics Co., Ltd. | MR buffer solution | 34385 | 20% | Labteh d.o.o. | 105-13/24 | 08.10.2024 | 08.10.2025
Reagensi, izuzev za transfuziju | 404-1-110/24-44 | 240 | Reagensi za biohemijski analizator MINDRAY BS 800 (MINDRAY) | 34 | ISE deterdžent solution | RGN215258 | pakovanje | 2x100ml | Shenzhen Mindray Bio-Medical Electronics Co., Ltd. | MR detergent solution | 34385 | 20% | Labteh d.o.o. | 105-13/24 | 08.10.2024 | 08.10.2025
Reagensi, izuzev za transfuziju | 404-1-110/24-44 | 240 | Reagensi za biohemijski analizator MINDRAY BS 800 (MINDRAY) | 35 | ISE serum standard High and low | RGN215259 | pakovanje | 2x100ml | Shenzhen Mindray Bio-Medical Electronics Co., Ltd. | MR serum standard | 34385 | 20% | Labteh d.o.o. | 105-13/24 | 08.10.2024 | 08.10.2025
Reagensi, izuzev za transfuziju | 404-1-110/24-44 | 240 | Reagensi za biohemijski analizator MINDRAY BS 800 (MINDRAY) | 36 | Kalcijum | RGN215260 | KIT | 790 testova | Shenzhen Mindray Bio-Medical Electronics Co., Ltd. | Calcium | 5713.2 | 20% | Labteh d.o.o. | 105-13/24 | 08.10.2024 | 08.10.2025
Reagensi, izuzev za transfuziju | 404-1-110/24-44 | 240 | Reagensi za biohemijski analizator MINDRAY BS 800 (MINDRAY) | 37 | Kreatinin | RGN215261 | komad | 1650 testova | Shenzhen Mindray Bio-Medical Electronics Co., Ltd. | Creatinine | 9918.75 | 20% | Labteh d.o.o. | 105-13/24 | 08.10.2024 | 08.10.2025
Reagensi, izuzev za transfuziju | 404-1-110/24-44 | 240 | Reagensi za biohemijski analizator MINDRAY BS 800 (MINDRAY) | 38 | LDH | RGN215262 | KIT | 1120 testova | Shenzhen Mindray Bio-Medical Electronics Co., Ltd. | Lactate Dehydrogenase | 16584.15 | 20% | Labteh d.o.o. | 105-13/24 | 08.10.2024 | 08.10.2025
Reagensi, izuzev za transfuziju | 404-1-110/24-44 | 240 | Reagensi za biohemijski analizator MINDRAY BS 800 (MINDRAY) | 39 | Lipaza | RGN215263 | pakovanje | 350 testova | Shenzhen Mindray Bio-Medical Electronics Co., Ltd. | Lipase ** (C and Q) | 57396.5 | 20% | Labteh d.o.o. | 105-13/24 | 08.10.2024 | 08.10.2025
Reagensi, izuzev za transfuziju | 404-1-110/24-44 | 240 | Reagensi za biohemijski analizator MINDRAY BS 800 (MINDRAY) | 40 | Lipids Calibrator | RGN215264 | pakovanje | 5x1ml | Shenzhen Mindray Bio-Medical Electronics Co., Ltd. | Lipids Calibrator | 39410.5 | 20% | Labteh d.o.o. | 105-13/24 | 08.10.2024 | 08.10.2025
Reagensi, izuzev za transfuziju | 404-1-110/24-44 | 240 | Reagensi za biohemijski analizator MINDRAY BS 800 (MINDRAY) | 41 | Magnezium | RGN215265 | KIT | 790 testova | Shenzhen Mindray Bio-Medical Electronics Co., Ltd. | Magnesium | 8464 | 20% | Labteh d.o.o. | 105-13/24 | 08.10.2024 | 08.10.2025
Reagensi, izuzev za transfuziju | 404-1-110/24-44 | 240 | Reagensi za biohemijski analizator MINDRAY BS 800 (MINDRAY) | 42 | Mikroalbumin kalibrator | RGN215266 | komad | 1x5x1 mL | Shenzhen Mindray Bio-Medical Electronics Co., Ltd. | MALB calibrator | 21160 | 20% | Labteh d.o.o. | 105-13/24 | 08.10.2024 | 08.10.2025
Reagensi, izuzev za transfuziju | 404-1-110/24-44 | 240 | Reagensi za biohemijski analizator MINDRAY BS 800 (MINDRAY) | 43 | Mikroalbumini | RGN215267 | komad | 1070 testova | Shenzhen Mindray Bio-Medical Electronics Co., Ltd. | Microalbumin | 50255 | 20% | Labteh d.o.o. | 105-13/24 | 08.10.2024 | 08.10.2025
Reagensi, izuzev za transfuziju | 404-1-110/24-44 | 240 | Reagensi za biohemijski analizator MINDRAY BS 800 (MINDRAY) | 44 | Mokraćna kiselina | RGN215268 | KIT | 2050 testova | Shenzhen Mindray Bio-Medical Electronics Co., Ltd. | Uric Acid | 19255.6 | 20% | Labteh d.o.o. | 105-13/24 | 08.10.2024 | 08.10.2025
Reagensi, izuzev za transfuziju | 404-1-110/24-44 | 240 | Reagensi za biohemijski analizator MINDRAY BS 800 (MINDRAY) | 45 | MR Urine Standard | RGN215269 | pakovanje | 2x100 ml | Shenzhen Mindray Bio-Medical Electronics Co., Ltd. | MR Urine Standard | 38021.88 | 20% | Labteh d.o.o. | 105-13/24 | 08.10.2024 | 08.10.2025
Reagensi, izuzev za transfuziju | 404-1-110/24-44 | 240 | Reagensi za biohemijski analizator MINDRAY BS 800 (MINDRAY) | 46 | Multi Sera Calibrator | RGN215270 | pakovanje | 10x3ml | Shenzhen Mindray Bio-Medical Electronics Co., Ltd. | Multi Sera Calibrator | 35046.25 | 20% | Labteh d.o.o. | 105-13/24 | 08.10.2024 | 08.10.2025
Reagensi, izuzev za transfuziju | 404-1-110/24-44 | 240 | Reagensi za biohemijski analizator MINDRAY BS 800 (MINDRAY) | 47 | RF sa kalibratorom | RGN215271 | komad | 394 testa | Shenzhen Mindray Bio-Medical Electronics Co., Ltd. | Rheumatoid Factor Ⅱ | 47610 | 20% | Labteh d.o.o. | 105-13/24 | 08.10.2024 | 08.10.2025
Reagensi, izuzev za transfuziju | 404-1-110/24-44 | 240 | Reagensi za biohemijski analizator MINDRAY BS 800 (MINDRAY) | 48 | Specifični protein kalibrator | RGN215272 | pakovanje | 5×1 mL | Shenzhen Mindray Bio-Medical Electronics Co., Ltd. | Specific Proteins Calibrator | 42320 | 20% | Labteh d.o.o. | 105-13/24 | 08.10.2024 | 08.10.2025
Reagensi, izuzev za transfuziju | 404-1-110/24-44 | 240 | Reagensi za biohemijski analizator MINDRAY BS 800 (MINDRAY) | 49 | Total Protein in Urine/CSF | RGN215273 | komad | 356 testova | Shenzhen Mindray Bio-Medical Electronics Co., Ltd. | Total Protein in Urine/CSF（TPUC） | 4232 | 20% | Labteh d.o.o. | 105-13/24 | 08.10.2024 | 08.10.2025
Reagensi, izuzev za transfuziju | 404-1-110/24-44 | 240 | Reagensi za biohemijski analizator MINDRAY BS 800 (MINDRAY) | 50 | TRF kalibrator | RGN215274 | KIT | 1x5x1 mL | Shenzhen Mindray Bio-Medical Electronics Co., Ltd. | TRF calibrator | 60914.35 | 20% | Labteh d.o.o. | 105-13/24 | 08.10.2024 | 08.10.2025
Reagensi, izuzev za transfuziju | 404-1-110/24-44 | 240 | Reagensi za biohemijski analizator MINDRAY BS 800 (MINDRAY) | 51 | TRF reagens | RGN215275 | KIT | 200 testova | Shenzhen Mindray Bio-Medical Electronics Co., Ltd. | Transferrin | 27283.18 | 20% | Labteh d.o.o. | 105-13/24 | 08.10.2024 | 08.10.2025
Reagensi, izuzev za transfuziju | 404-1-110/24-44 | 240 | Reagensi za biohemijski analizator MINDRAY BS 800 (MINDRAY) | 52 | Trigliceridi | RGN215276 | KIT | 1620 testova | Shenzhen Mindray Bio-Medical Electronics Co., Ltd. | Triglycerides | 31740 | 20% | Labteh d.o.o. | 105-13/24 | 08.10.2024 | 08.10.2025
Reagensi, izuzev za transfuziju | 404-1-110/24-44 | 240 | Reagensi za biohemijski analizator MINDRAY BS 800 (MINDRAY) | 53 | UIBC | RGN215277 | komad | 1600 testova | Shenzhen Mindray Bio-Medical Electronics Co., Ltd. | Unsaturated Iron Binding Capacity * (C ) | 32996.38 | 20% | Labteh d.o.o. | 105-13/24 | 08.10.2024 | 08.10.2025
Reagensi, izuzev za transfuziju | 404-1-110/24-44 | 240 | Reagensi za biohemijski analizator MINDRAY BS 800 (MINDRAY) | 54 | Ukupni Proteini | RGN215278 | KIT | 2580 testova | Shenzhen Mindray Bio-Medical Electronics Co., Ltd. | Total Protein | 10315.5 | 20% | Labteh d.o.o. | 105-13/24 | 08.10.2024 | 08.10.2025
Reagensi, izuzev za transfuziju | 404-1-110/24-44 | 240 | Reagensi za biohemijski analizator MINDRAY BS 800 (MINDRAY) | 55 | Urea | RGN215279 | KIT | 1550 testova | Shenzhen Mindray Bio-Medical Electronics Co., Ltd. | Urea | 13092.75 | 20% | Labteh d.o.o. | 105-13/24 | 08.10.2024 | 08.10.2025
Reagensi, izuzev za transfuziju | 404-1-110/24-44 | 240 | Reagensi za biohemijski analizator MINDRAY BS 800 (MINDRAY) | 56 | Imunoglobulin Ig G | RGN215280 | KIT | 470 testova | Shenzhen Mindray Bio-Medical Electronics Co., Ltd. | Immunoglobulin G | 66654 | 20% | Labteh d.o.o. | 105-13/24 | 08.10.2024 | 08.10.2025
Reagensi, izuzev za transfuziju | 404-1-110/24-44 | 240 | Reagensi za biohemijski analizator MINDRAY BS 800 (MINDRAY) | 57 | Imunoglobulin Ig A | RGN215281 | KIT | 470 testova | Shenzhen Mindray Bio-Medical Electronics Co., Ltd. | Immunoglobulin A | 66654 | 20% | Labteh d.o.o. | 105-13/24 | 08.10.2024 | 08.10.2025
Reagensi, izuzev za transfuziju | 404-1-110/24-44 | 240 | Reagensi za biohemijski analizator MINDRAY BS 800 (MINDRAY) | 58 | Imunoglobulin Ig M | RGN215282 | komad | 390 testova | Shenzhen Mindray Bio-Medical Electronics Co., Ltd. | Immunoglobulin M | 66654 | 20% | Labteh d.o.o. | 105-13/24 | 08.10.2024 | 08.10.2025
Reagensi, izuzev za transfuziju | 404-1-110/24-44 | 240 | Reagensi za biohemijski analizator MINDRAY BS 800 (MINDRAY) | 59 | TPUC Control | RGN215283 | komad | L:1x1 ml, H:1x1 ml | Shenzhen Mindray Bio-Medical Electronics Co., Ltd. | TPUC Control | 2539.2 | 20% | Labteh d.o.o. | 105-13/24 | 08.10.2024 | 08.10.2025
Reagensi, izuzev za transfuziju | 404-1-110/24-44 | 240 | Reagensi za biohemijski analizator MINDRAY BS 800 (MINDRAY) | 60 | Na electrode | RGN215284 | komad | komad | Shenzhen Mindray Bio-Medical Electronics Co., Ltd. | Na electrode | 139920.5 | 20% | Labteh d.o.o. | 105-13/24 | 08.10.2024 | 08.10.2025
Reagensi, izuzev za transfuziju | 404-1-110/24-44 | 240 | Reagensi za biohemijski analizator MINDRAY BS 800 (MINDRAY) | 61 | K electrode | RGN215285 | komad | komad | Shenzhen Mindray Bio-Medical Electronics Co., Ltd. | K electrode | 139920.5 | 20% | Labteh d.o.o. | 105-13/24 | 08.10.2024 | 08.10.2025
Reagensi, izuzev za transfuziju | 404-1-110/24-44 | 240 | Reagensi za biohemijski analizator MINDRAY BS 800 (MINDRAY) | 62 | Cl electrode | RGN215286 | komad | komad | Shenzhen Mindray Bio-Medical Electronics Co., Ltd. | Cl electrode | 139920.5 | 20% | Labteh d.o.o. | 105-13/24 | 08.10.2024 | 08.10.2025
Reagensi, izuzev za transfuziju | 404-1-110/24-44 | 240 | Reagensi za biohemijski analizator MINDRAY BS 800 (MINDRAY) | 63 | Ref electrode | RGN215287 | komad | komad | Shenzhen Mindray Bio-Medical Electronics Co., Ltd. | Ref electrode | 179595.5 | 20% | Labteh d.o.o. | 105-13/24 | 08.10.2024 | 08.10.2025
Reagensi, izuzev za transfuziju | 404-1-110/24-44 | 240 | Reagensi za biohemijski analizator MINDRAY BS 800 (MINDRAY) | 64 | Na/K check solution | RGN215288 | pakovanje | 2x50 ml | Shenzhen Mindray Bio-Medical Electronics Co., Ltd. | Na/K check solution | 34385 | 20% | Labteh d.o.o. | 105-13/24 | 08.10.2024 | 08.10.2025
Reagensi, izuzev za transfuziju | 404-1-110/24-44 | 240 | Reagensi za biohemijski analizator MINDRAY BS 800 (MINDRAY) | 65 | Complement C3 | RGN233408 | komad | R1:2×40 mL+R2:2×20 mL | Shenzhen Mindray Bio-Medical Electronics Co., Ltd. | Complement C3 | 35046.25 | 20% | Labteh d.o.o. | 105-13/24 | 08.10.2024 | 08.10.2025
Reagensi, izuzev za transfuziju | 404-1-110/24-44 | 240 | Reagensi za biohemijski analizator MINDRAY BS 800 (MINDRAY) | 66 | Complement C4 | RGN233409 | komad | R1:2×38 mL+R2:2×15 mL | Shenzhen Mindray Bio-Medical Electronics Co., Ltd. | Complement C4 | 35046.25 | 20% | Labteh d.o.o. | 105-13/24 | 08.10.2024 | 08.10.2025
Reagensi, izuzev za transfuziju | 404-1-110/24-44 | 240 | Reagensi za biohemijski analizator MINDRAY BS 800 (MINDRAY) | 67 | β2-Microglobulin Ⅱ | RGN233410 | KIT | R1:2×40 mL+R2:2×12 mL | Shenzhen Mindray Bio-Medical Electronics Co., Ltd. | β2-Microglobulin Ⅱ | 131588.75 | 20% | Labteh d.o.o. | 105-13/24 | 08.10.2024 | 08.10.2025
Reagensi, izuzev za transfuziju | 404-1-110/24-44 | 240 | Reagensi za biohemijski analizator MINDRAY BS 800 (MINDRAY) | 68 | D-Dimer sa kalibratorom | RGN233411 | komad | R1:1×40 mL+R2:1×15 mL+Calibrator:6×0.5 mL | Shenzhen Mindray Bio-Medical Electronics Co., Ltd. | D-Dimer sa kalibratorom | 103155 | 20% | Labteh d.o.o. | 105-13/24 | 08.10.2024 | 08.10.2025
Reagensi, izuzev za transfuziju | 404-1-110/24-44 | 240 | Reagensi za biohemijski analizator MINDRAY BS 800 (MINDRAY) | 69 | LDL-Cholesterol | RGN233412 | komad | R1:4×58 mL+R2:2×42 mL | Shenzhen Mindray Bio-Medical Electronics Co., Ltd. | LDL-Cholesterol | 95220 | 20% | Labteh d.o.o. | 105-13/24 | 08.10.2024 | 08.10.2025
Reagensi, izuzev za transfuziju | 404-1-110/24-44 | 240 | Reagensi za biohemijski analizator MINDRAY BS 800 (MINDRAY) | 70 | β2-MG Calibrator (for Serum) | RGN233413 | komad | 5 levels×0.5 mL | Shenzhen Mindray Bio-Medical Electronics Co., Ltd. | β2-MG Calibrator (for Serum) | 16531.25 | 20% | Labteh d.o.o. | 105-13/24 | 08.10.2024 | 08.10.2025
Reagensi, izuzev za transfuziju | 404-1-110/24-44 | 240 | Reagensi za biohemijski analizator MINDRAY BS 800 (MINDRAY) | 71 | β2-MG Calibrator (for Urine) | RGN233414 | komad | 5 levels×0.5 mL | Shenzhen Mindray Bio-Medical Electronics Co., Ltd. | β2-MG Calibrator (for Urine) | 16531.25 | 20% | Labteh d.o.o. | 105-13/24 | 08.10.2024 | 08.10.2025
Reagensi, izuzev za transfuziju | 404-1-110/24-44 | 240 | Reagensi za biohemijski analizator MINDRAY BS 800 (MINDRAY) | 72 | D-Dimer kontrola | RGN233415 | komad | 2 nivoa×0.5 mL | Shenzhen Mindray Bio-Medical Electronics Co., Ltd. | D-Dimer kontrola | 22482.5 | 20% | Labteh d.o.o. | 105-13/24 | 08.10.2024 | 08.10.2025
Reagensi, izuzev za transfuziju | 404-1-110/24-44 | 240 | Reagensi za biohemijski analizator MINDRAY BS 800 (MINDRAY) | 73 | β2-MG Control | RGN233416 | komad | L:3×1 mL+H:3×1 mL | Shenzhen Mindray Bio-Medical Electronics Co., Ltd. | β2-MG Control | 18515 | 20% | Labteh d.o.o. | 105-13/24 | 08.10.2024 | 08.10.2025
Reagensi, izuzev za transfuziju | 404-1-110/24-44 | 241 | Reagensi zabiohemijski analizator NeoChem 20 (Neomedica) | 1 | MOKRAĆNA KISELINA | RGN220860 | pakovanje | 2 x 125 ml | Chemelex S.A., Španija | Uric Acid LS | 5642 | 20% | Neomedica d.o.o. | 105-19/24 | 08.10.2024 | 08.10.2025
Reagensi, izuzev za transfuziju | 404-1-110/24-44 | 241 | Reagensi zabiohemijski analizator NeoChem 20 (Neomedica) | 2 | ALBUMIN | RGN220861 | pakovanje | 2 x 125 ml | Chemelex S.A., Španija | Albumin | 1815 | 20% | Neomedica d.o.o. | 105-19/24 | 08.10.2024 | 08.10.2025
Reagensi, izuzev za transfuziju | 404-1-110/24-44 | 241 | Reagensi zabiohemijski analizator NeoChem 20 (Neomedica) | 3 | ALKALNA FOSFATAZA | RGN220862 | pakovanje | 2 x 100 + 2 x 25 ml | Chemelex S.A., Španija | ALP – LQ | 1982 | 20% | Neomedica d.o.o. | 105-19/24 | 08.10.2024 | 08.10.2025
Reagensi, izuzev za transfuziju | 404-1-110/24-44 | 241 | Reagensi zabiohemijski analizator NeoChem 20 (Neomedica) | 4 | ALT | RGN220863 | pakovanje | 2 x 100 + 2 x 25 ml | Chemelex S.A., Španija | GPT / ALT – LQ | 2233 | 20% | Neomedica d.o.o. | 105-19/24 | 08.10.2024 | 08.10.2025
Reagensi, izuzev za transfuziju | 404-1-110/24-44 | 241 | Reagensi zabiohemijski analizator NeoChem 20 (Neomedica) | 5 | AMILAZA | RGN220864 | pakovanje | 2 x 50 ml | Chemelex S.A., Španija | AMYLASE – LQ | 7200 | 20% | Neomedica d.o.o. | 105-19/24 | 08.10.2024 | 08.10.2025
Reagensi, izuzev za transfuziju | 404-1-110/24-44 | 241 | Reagensi zabiohemijski analizator NeoChem 20 (Neomedica) | 6 | AST | RGN220865 | pakovanje | 2 x 100 + 2 x 25 ml | Chemelex S.A., Španija | GOT / AST – LQ | 2233 | 20% | Neomedica d.o.o. | 105-19/24 | 08.10.2024 | 08.10.2025
Reagensi, izuzev za transfuziju | 404-1-110/24-44 | 241 | Reagensi zabiohemijski analizator NeoChem 20 (Neomedica) | 7 | BILIRUBIN DIREKTNI | RGN220866 | pakovanje | 2 x 125 ml | Chemelex S.A., Španija | Bilirubin D – DMSO | 3612 | 20% | Neomedica d.o.o. | 105-19/24 | 08.10.2024 | 08.10.2025
Reagensi, izuzev za transfuziju | 404-1-110/24-44 | 241 | Reagensi zabiohemijski analizator NeoChem 20 (Neomedica) | 8 | BILIRUBIN UKUPNI | RGN220867 | pakovanje | 2 x 125 ml | Chemelex S.A., Španija | Bilirubin T – DMSO | 3612 | 20% | Neomedica d.o.o. | 105-19/24 | 08.10.2024 | 08.10.2025
Reagensi, izuzev za transfuziju | 404-1-110/24-44 | 241 | Reagensi zabiohemijski analizator NeoChem 20 (Neomedica) | 9 | CK | RGN215297 | pakovanje | 40+10 ml | Chemelex S.A., Španija | CK-MB LQ | 4447 | 20% | Neomedica d.o.o. | 105-19/24 | 08.10.2024 | 08.10.2025
Reagensi, izuzev za transfuziju | 404-1-110/24-44 | 241 | Reagensi zabiohemijski analizator NeoChem 20 (Neomedica) | 10 | CRP SA STANDARDOM | RGN215298 | pakovanje | 10 + 40 + CAL | Chemelex S.A., Španija | CRP Turbi | 11858 | 20% | Neomedica d.o.o. | 105-19/24 | 08.10.2024 | 08.10.2025
Reagensi, izuzev za transfuziju | 404-1-110/24-44 | 241 | Reagensi zabiohemijski analizator NeoChem 20 (Neomedica) | 11 | DETERDŽENT (a 5 L) | RGN233417 | pakovanje | 5000 ml | NeoMedica doo, Niš | Detergent A | 14250 | 20% | Neomedica d.o.o. | 105-19/24 | 08.10.2024 | 08.10.2025
Reagensi, izuzev za transfuziju | 404-1-110/24-44 | 241 | Reagensi zabiohemijski analizator NeoChem 20 (Neomedica) | 12 | GAMA GT | RGN215300 | pakovanje | 2 x 100 + 2 x 25 ml | Chemelex S.A., Španija | Y-GT LQ | 4804 | 20% | Neomedica d.o.o. | 105-19/24 | 08.10.2024 | 08.10.2025
Reagensi, izuzev za transfuziju | 404-1-110/24-44 | 241 | Reagensi zabiohemijski analizator NeoChem 20 (Neomedica) | 13 | GLUKOZA | RGN220868 | pakovanje | 2 x 125 ml | Chemelex S.A., Španija | Glucose LS | 1076 | 20% | Neomedica d.o.o. | 105-19/24 | 08.10.2024 | 08.10.2025
Reagensi, izuzev za transfuziju | 404-1-110/24-44 | 241 | Reagensi zabiohemijski analizator NeoChem 20 (Neomedica) | 14 | GVOŽĐE | RGN215302 | pakovanje | 4 x 40 + 4 x 10 ml | Chemelex S.A., Španija | Iron FZ | 4814 | 20% | Neomedica d.o.o. | 105-19/24 | 08.10.2024 | 08.10.2025
Reagensi, izuzev za transfuziju | 404-1-110/24-44 | 241 | Reagensi zabiohemijski analizator NeoChem 20 (Neomedica) | 15 | HDL-HOLESTEROL | RGN220869 | pakovanje | 2 x (30+10) + CAL | Chemelex S.A., Španija | HDLc | 9438 | 20% | Neomedica d.o.o. | 105-19/24 | 08.10.2024 | 08.10.2025
Reagensi, izuzev za transfuziju | 404-1-110/24-44 | 241 | Reagensi zabiohemijski analizator NeoChem 20 (Neomedica) | 16 | HOLESTEROL | RGN220870 | pakovanje | 2 x 125 ml | Chemelex S.A., Španija | Cholesterol LS | 2360 | 20% | Neomedica d.o.o. | 105-19/24 | 08.10.2024 | 08.10.2025
Reagensi, izuzev za transfuziju | 404-1-110/24-44 | 241 | Reagensi zabiohemijski analizator NeoChem 20 (Neomedica) | 17 | KONTROLNI SERUM, NORMALNI | RGN220871 | pakovanje | 4 x 5 ml | Chemelex S.A., Španija | LABTROL H-Normal | 9850 | 20% | Neomedica d.o.o. | 105-19/24 | 08.10.2024 | 08.10.2025
Reagensi, izuzev za transfuziju | 404-1-110/24-44 | 241 | Reagensi zabiohemijski analizator NeoChem 20 (Neomedica) | 18 | KONTROLNI SERUM, PATOLOŠKI | RGN220872 | pakovanje | 4 x 5 ml | Chemelex S.A., Španija | LABTROL H-Pathological | 9850 | 20% | Neomedica d.o.o. | 105-19/24 | 08.10.2024 | 08.10.2025
Reagensi, izuzev za transfuziju | 404-1-110/24-44 | 241 | Reagensi zabiohemijski analizator NeoChem 20 (Neomedica) | 19 | KREATININ | RGN220873 | pakovanje | 2 x 125 ml | Chemelex S.A., Španija | CREATININE – J | 1551 | 20% | Neomedica d.o.o. | 105-19/24 | 08.10.2024 | 08.10.2025
Reagensi, izuzev za transfuziju | 404-1-110/24-44 | 241 | Reagensi zabiohemijski analizator NeoChem 20 (Neomedica) | 20 | MULTIKALIBRATOR SERUM | RGN220874 | pakovanje | 10 x 3 ml | Chemelex S.A., Španija | LABTROL H CAL | 19580 | 20% | Neomedica d.o.o. | 105-19/24 | 08.10.2024 | 08.10.2025
Reagensi, izuzev za transfuziju | 404-1-110/24-44 | 241 | Reagensi zabiohemijski analizator NeoChem 20 (Neomedica) | 21 | PROTEINI | RGN220875 | pakovanje | 2 x 125 ml | Chemelex S.A., Španija | Total Protein | 1360 | 20% | Neomedica d.o.o. | 105-19/24 | 08.10.2024 | 08.10.2025
Reagensi, izuzev za transfuziju | 404-1-110/24-44 | 241 | Reagensi zabiohemijski analizator NeoChem 20 (Neomedica) | 22 | TRIGLICERIDI | RGN220876 | pakovanje | 2 x 125 ml | Chemelex S.A., Španija | Tryglicerides – LS | 5663 | 20% | Neomedica d.o.o. | 105-19/24 | 08.10.2024 | 08.10.2025
Reagensi, izuzev za transfuziju | 404-1-110/24-44 | 241 | Reagensi zabiohemijski analizator NeoChem 20 (Neomedica) | 23 | UREA | RGN220877 | pakovanje | 2 x 100 + 2 x 25 ml | Chemelex S.A., Španija | Urea UV-LQ | 2844 | 20% | Neomedica d.o.o. | 105-19/24 | 08.10.2024 | 08.10.2025
Reagensi, izuzev za transfuziju | 404-1-110/24-44 | 241 | Reagensi zabiohemijski analizator NeoChem 20 (Neomedica) | 24 | REAKCIONI SEGMENT | RGN215313 | pakovanje | 1x20 | NeoMedica doo, Niš | CUVETTS WITH RACKS | 20680 | 20% | Neomedica d.o.o. | 105-19/24 | 08.10.2024 | 08.10.2025
Reagensi, izuzev za transfuziju | 404-1-110/24-44 | 241 | Reagensi zabiohemijski analizator NeoChem 20 (Neomedica) | 25 | ČAŠICE | RGN233419 | pakovanje | 500 komada | NeoMedica doo, Niš | SAMPLE CUPS FOR NEOCHEM: 20, 30, 40 | 4554 | 20% | Neomedica d.o.o. | 105-19/24 | 08.10.2024 | 08.10.2025
Reagensi, izuzev za transfuziju | 404-1-110/24-44 | 241 | Reagensi zabiohemijski analizator NeoChem 20 (Neomedica) | 26 | CRP SA STANDARDOM | RGN220878 | pakovanje | 10 + 40 ml + CAL | Chemelex S.A., Španija | CRP Turbi | 6821.1 | 20% | Neomedica d.o.o. | 105-19/24 | 08.10.2024 | 08.10.2025
Reagensi, izuzev za transfuziju | 404-1-110/24-44 | 241 | Reagensi zabiohemijski analizator NeoChem 20 (Neomedica) | 27 | GLUKOZA | RGN220879 | pakovanje | 2 x 125 ml | Chemelex S.A., Španija | Glucose LS | 1107.7 | 20% | Neomedica d.o.o. | 105-19/24 | 08.10.2024 | 08.10.2025
Reagensi, izuzev za transfuziju | 404-1-110/24-44 | 241 | Reagensi zabiohemijski analizator NeoChem 20 (Neomedica) | 28 | LDH | RGN233420 | pakovanje | 2 x 100mL + 2 x 25mL | Chemelex S.A., Španija | LDH-LQ | 2060 | 20% | Neomedica d.o.o. | 105-19/24 | 08.10.2024 | 08.10.2025
Reagensi, izuzev za transfuziju | 404-1-110/24-44 | 241 | Reagensi zabiohemijski analizator NeoChem 20 (Neomedica) | 29 | KALCIJUM AIII | RGN233421 | pakovanje | 2 x 125mL | Chemelex S.A., Španija | Calcium-AIII | 1854 | 20% | Neomedica d.o.o. | 105-19/24 | 08.10.2024 | 08.10.2025
Reagensi, izuzev za transfuziju | 404-1-110/24-44 | 241 | Reagensi zabiohemijski analizator NeoChem 20 (Neomedica) | 30 | MAGNEZIJUM | RGN233422 | pakovanje | 2 x 125mL | Chemelex S.A., Španija | Magnesium | 2060 | 20% | Neomedica d.o.o. | 105-19/24 | 08.10.2024 | 08.10.2025
Reagensi, izuzev za transfuziju | 404-1-110/24-44 | 241 | Reagensi zabiohemijski analizator NeoChem 20 (Neomedica) | 31 | FOSFOR | RGN233423 | pakovanje | 2 x 125mL | Chemelex S.A., Španija | Phosphorus-UV | 1489 | 20% | Neomedica d.o.o. | 105-19/24 | 08.10.2024 | 08.10.2025
Reagensi, izuzev za transfuziju | 404-1-110/24-44 | 241 | Reagensi zabiohemijski analizator NeoChem 20 (Neomedica) | 32 | LDL-HOLESTEROL | RGN233424 | pakovanje | 30mL + 10mL + CAL | Chemelex S.A., Španija | LDLc-D | 6307 | 20% | Neomedica d.o.o. | 105-19/24 | 08.10.2024 | 08.10.2025
Reagensi, izuzev za transfuziju | 404-1-110/24-44 | 241 | Reagensi zabiohemijski analizator NeoChem 20 (Neomedica) | 33 | HBA1C | RGN233425 | pakovanje | 1 x 30mL + 1 x 10mL+ 1 x 125mL | Chemelex S.A., Španija | HbA1C | 24067 | 20% | Neomedica d.o.o. | 105-19/24 | 08.10.2024 | 08.10.2025
Reagensi, izuzev za transfuziju | 404-1-110/24-44 | 241 | Reagensi zabiohemijski analizator NeoChem 20 (Neomedica) | 34 | HBA1C KONTROLA | RGN233426 | pakovanje | 4 x 0,5mL | Chemelex S.A., Španija | HbA1 c-d CONTROL | 20790 | 20% | Neomedica d.o.o. | 105-19/24 | 08.10.2024 | 08.10.2025
Reagensi, izuzev za transfuziju | 404-1-110/24-44 | 241 | Reagensi zabiohemijski analizator NeoChem 20 (Neomedica) | 35 | HBA1C KALIBRATOR | RGN233427 | pakovanje | 4 x 0,5mL | Chemelex S.A., Španija | HbA1C CAL | 13128 | 20% | Neomedica d.o.o. | 105-19/24 | 08.10.2024 | 08.10.2025
Reagensi, izuzev za transfuziju | 404-1-110/24-44 | 241 | Reagensi zabiohemijski analizator NeoChem 20 (Neomedica) | 36 | ASO/CRP/RF KONTROLA H | RGN233428 | pakovanje | 4 x 1mL | Chemelex S.A., Španija | ASO/CRP/RF Control H | 4505 | 20% | Neomedica d.o.o. | 105-19/24 | 08.10.2024 | 08.10.2025
Reagensi, izuzev za transfuziju | 404-1-110/24-44 | 241 | Reagensi zabiohemijski analizator NeoChem 20 (Neomedica) | 37 | ASO/CRP/RF KONTROLA L | RGN233429 | pakovanje | 4 x 1mL | Chemelex S.A., Španija | ASO/CRP/RF Contro L | 4505 | 20% | Neomedica d.o.o. | 105-19/24 | 08.10.2024 | 08.10.2025
Reagensi, izuzev za transfuziju | 404-1-110/24-44 | 241 | Reagensi zabiohemijski analizator NeoChem 20 (Neomedica) | 38 | Detergent NC 100 | RGN233430 | pakovanje | 20 x 20 ml | NeoMedica doo, Niš | Detergent NC100 | 12155 | 20% | Neomedica d.o.o. | 105-19/24 | 08.10.2024 | 08.10.2025
Reagensi, izuzev za transfuziju | 404-1-110/24-44 | 241 | Reagensi zabiohemijski analizator NeoChem 20 (Neomedica) | 39 | Wash solution NC 100 | RGN233431 | pakovanje | 10x20ml + 10x20ml | NeoMedica doo, Niš | Wash solution NC100 | 25025 | 20% | Neomedica d.o.o. | 105-19/24 | 08.10.2024 | 08.10.2025
Reagensi, izuzev za transfuziju | 404-1-110/24-44 | 241 | Reagensi zabiohemijski analizator NeoChem 20 (Neomedica) | 40 | CUVETTE FOR NEOCHEM 100 | RGN233432 | komad | 1 kom | NeoMedica doo, Niš | CUVVETE FOR NEOCHEM 100 | 1690 | 20% | Neomedica d.o.o. | 105-19/24 | 08.10.2024 | 08.10.2025
Reagensi, izuzev za transfuziju | 404-1-110/24-44 | 241 | Reagensi zabiohemijski analizator NeoChem 20 (Neomedica) | 41 | SAMPLE CUPS FOR NEOCHEM 100 | RGN233433 | pakovanje | 1000 kom | NeoMedica doo, Niš | SAMPLE CUPS FOR NEOCHEM 100 | 7150 | 20% | Neomedica d.o.o. | 105-19/24 | 08.10.2024 | 08.10.2025
Reagensi, izuzev za transfuziju | 404-1-110/24-44 | 242 | Reagensi za biohemijski analizator Neo-ISE Type B | 1 | REAGENT PACK - 1 | RGN215322 | pakovanje | (430+70) 500 ml | NeoMedica doo, Niš | Reagent Pack-1 | 27124.5 | 20% | Neomedica d.o.o. | 105-19/24 | 08.10.2024 | 08.10.2025
Reagensi, izuzev za transfuziju | 404-1-110/24-44 | 242 | Reagensi za biohemijski analizator Neo-ISE Type B | 2 | ELEKTRODE K | RGN215323 | pakovanje | 1 komad | NeoMedica doo, Niš | ELEKTRODE K | 18480 | 20% | Neomedica d.o.o. | 105-19/24 | 08.10.2024 | 08.10.2025
Reagensi, izuzev za transfuziju | 404-1-110/24-44 | 242 | Reagensi za biohemijski analizator Neo-ISE Type B | 3 | ELEKTRODE Na | RGN215324 | pakovanje | 1 komad | NeoMedica doo, Niš | ELEKTRODE Na | 18480 | 20% | Neomedica d.o.o. | 105-19/24 | 08.10.2024 | 08.10.2025
Reagensi, izuzev za transfuziju | 404-1-110/24-44 | 242 | Reagensi za biohemijski analizator Neo-ISE Type B | 4 | ELEKTRODE Cl | RGN215325 | pakovanje | 1 komad | NeoMedica doo, Niš | ELEKTRODE Cl | 18480 | 20% | Neomedica d.o.o. | 105-19/24 | 08.10.2024 | 08.10.2025
Reagensi, izuzev za transfuziju | 404-1-110/24-44 | 242 | Reagensi za biohemijski analizator Neo-ISE Type B | 5 | ELEKTRODE Li | RGN215326 | pakovanje | 1 komad | NeoMedica doo, Niš | ELEKTRODE Li | 18480 | 20% | Neomedica d.o.o. | 105-19/24 | 08.10.2024 | 08.10.2025
Reagensi, izuzev za transfuziju | 404-1-110/24-44 | 242 | Reagensi za biohemijski analizator Neo-ISE Type B | 6 | Elektrode Reference | RGN215327 | pakovanje | 1 komad | NeoMedica doo, Niš | Elektrode Reference | 18480 | 20% | Neomedica d.o.o. | 105-19/24 | 08.10.2024 | 08.10.2025
Reagensi, izuzev za transfuziju | 404-1-110/24-44 | 242 | Reagensi za biohemijski analizator Neo-ISE Type B | 7 | ACTIVATING SOLUTION | RGN215328 | pakovanje | 110 ml | NeoMedica doo, Niš | Activating Solution | 5139.75 | 20% | Neomedica d.o.o. | 105-19/24 | 08.10.2024 | 08.10.2025
Reagensi, izuzev za transfuziju | 404-1-110/24-44 | 242 | Reagensi za biohemijski analizator Neo-ISE Type B | 8 | CLEANER ISE | RGN215329 | pakovanje | 110 ml | NeoMedica doo, Niš | Cleaner ISE-1 | 10256.4 | 20% | Neomedica d.o.o. | 105-19/24 | 08.10.2024 | 08.10.2025
Reagensi, izuzev za transfuziju | 404-1-110/24-44 | 242 | Reagensi za biohemijski analizator Neo-ISE Type B | 9 | ELEKTRODE INTERNAL SOLUTION | RGN215330 | pakovanje | 3 ml | NeoMedica doo, Niš | Electrode Internal Solution | 4664 | 20% | Neomedica d.o.o. | 105-19/24 | 08.10.2024 | 08.10.2025
Reagensi, izuzev za transfuziju | 404-1-110/24-44 | 242 | Reagensi za biohemijski analizator Neo-ISE Type B | 10 | ELEKTRODE WASH SOLUTION - 1 | RGN215331 | pakovanje | 1 ml+25 mg | NeoMedica doo, Niš | Electrode Wash Solution 1 | 1870 | 20% | Neomedica d.o.o. | 105-19/24 | 08.10.2024 | 08.10.2025
Reagensi, izuzev za transfuziju | 404-1-110/24-44 | 242 | Reagensi za biohemijski analizator Neo-ISE Type B | 11 | QC SOLUTION | RGN215332 | pakovanje | 3x35 | NeoMedica doo, Niš | QC Solution | 10337.25 | 20% | Neomedica d.o.o. | 105-19/24 | 08.10.2024 | 08.10.2025
Reagensi, izuzev za transfuziju | 404-1-110/24-44 | 242 | Reagensi za biohemijski analizator Neo-ISE Type B | 12 | Ref. internal solution | RGN233434 | pakovanje | 10ml | NeoMedica doo, Niš | Ref. Internal Solution | 6678 | 20% | Neomedica d.o.o. | 105-19/24 | 08.10.2024 | 08.10.2025
Reagensi, izuzev za transfuziju | 404-1-110/24-44 | 242 | Reagensi za biohemijski analizator Neo-ISE Type B | 13 | ELEKTRODE pH | RGN233435 | pakovanje | 1 komad | NeoMedica doo, Niš | ELEKTRODE pH | 18480 | 20% | Neomedica d.o.o. | 105-19/24 | 08.10.2024 | 08.10.2025
Reagensi, izuzev za transfuziju | 404-1-110/24-44 | 242 | Reagensi za biohemijski analizator Neo-ISE Type B | 14 | ELEKTRODE Mg | RGN233436 | pakovanje | 1 komad | NeoMedica doo, Niš | ELEKTRODE Mg | 18480 | 20% | Neomedica d.o.o. | 105-19/24 | 08.10.2024 | 08.10.2025
Reagensi, izuzev za transfuziju | 404-1-110/24-44 | 242 | Reagensi za biohemijski analizator Neo-ISE Type B | 15 | ELEKTRODE Ca | RGN233437 | pakovanje | 1 komad | NeoMedica doo, Niš | ELEKTRODE Ca | 18480 | 20% | Neomedica d.o.o. | 105-19/24 | 08.10.2024 | 08.10.2025
Reagensi, izuzev za transfuziju | 404-1-110/24-44 | 242 | Reagensi za biohemijski analizator Neo-ISE Type B | 16 | Reagent Pack - Li, Mg | RGN233438 | pakovanje | 1 komad | NeoMedica doo, Niš | Reagent Pack-Li, Mg | 29750 | 20% | Neomedica d.o.o. | 105-19/24 | 08.10.2024 | 08.10.2025
Reagensi, izuzev za transfuziju | 404-1-110/24-44 | 242 | Reagensi za biohemijski analizator Neo-ISE Type B | 17 | Termo papir | RGN233439 | komad | 1 kom | Ceracarta Spa, Italija | Paper rolls for laboratory analysis and spirometry | 230 | 20% | Neomedica d.o.o. | 105-19/24 | 08.10.2024 | 08.10.2025
Reagensi, izuzev za transfuziju | 404-1-110/24-44 | 243 | Reagensi za biohemijski analizator NycoCard Reader 2 | 1 | kapilare 5 ul | RGN215333 | pakovanje | 1 x 200 komada | Abbott Diagnostics Technologies AS | Capillary Tubes 5µL 1X200 units | 4070 | 20% | Yunycom d.o.o. | 105-26/24 | 08.10.2024 | 08.10.2025
Reagensi, izuzev za transfuziju | 404-1-110/24-44 | 243 | Reagensi za biohemijski analizator NycoCard Reader 2 | 2 | CRP | RGN215334 | pakovanje | 48 testova | Abbott Diagnostics Technologies AS | NycoCard CRP, 48 tests | 21960 | 20% | Yunycom d.o.o. | 105-26/24 | 08.10.2024 | 08.10.2025
Reagensi, izuzev za transfuziju | 404-1-110/24-44 | 243 | Reagensi za biohemijski analizator NycoCard Reader 2 | 3 | CRP Control | RGN215335 | pakovanje | 4x0,5ml | Abbott Diagnostics Technologies AS | Afinion CRP Control (C1 2x0,5ml, C2 2x0,5ml) | 7680 | 20% | Yunycom d.o.o. | 105-26/24 | 08.10.2024 | 08.10.2025
Reagensi, izuzev za transfuziju | 404-1-110/24-44 | 243 | Reagensi za biohemijski analizator NycoCard Reader 2 | 4 | HbA1c | RGN215336 | pakovanje | 24 testa | Abbott Diagnostics Technologies AS | NycoCard HbA1c, 24 tests | 13530 | 20% | Yunycom d.o.o. | 105-26/24 | 08.10.2024 | 08.10.2025
Reagensi, izuzev za transfuziju | 404-1-110/24-44 | 243 | Reagensi za biohemijski analizator NycoCard Reader 2 | 5 | Hba1c reag. kontrola | RGN215337 | pakovanje | 2x1,5 ml | Abbott Diagnostics Technologies AS | NycoCard HbA1c Control, 2x1,5ml | 11900 | 20% | Yunycom d.o.o. | 105-26/24 | 08.10.2024 | 08.10.2025
Reagensi, izuzev za transfuziju | 404-1-110/24-44 | 244 | Reagensi za biohemijski analizator SELECTRA ProM (ELITechGroup) | 1 | ALP (DEA) | RGN215338 | pakovanje | 4x62,5ml | ELITech Clinical Systems SAS - Francuska | ALP (DEA) SL | 3815 | 20% | Elitech SR d.o.o. | 105-6/24 | 08.10.2024 | 08.10.2025
Reagensi, izuzev za transfuziju | 404-1-110/24-44 | 244 | Reagensi za biohemijski analizator SELECTRA ProM (ELITechGroup) | 2 | Albumin | RGN215339 | pakovanje | 2x125ml | ELITech Clinical Systems SAS - Francuska | Albumin | 3685 | 20% | Elitech SR d.o.o. | 105-6/24 | 08.10.2024 | 08.10.2025
Reagensi, izuzev za transfuziju | 404-1-110/24-44 | 244 | Reagensi za biohemijski analizator SELECTRA ProM (ELITechGroup) | 3 | ALT/GPT | RGN215340 | pakovanje | 5x125ml | ELITech Clinical Systems SAS - Francuska | ALT/GPT 4+1 SL | 6628 | 20% | Elitech SR d.o.o. | 105-6/24 | 08.10.2024 | 08.10.2025
Reagensi, izuzev za transfuziju | 404-1-110/24-44 | 244 | Reagensi za biohemijski analizator SELECTRA ProM (ELITechGroup) | 4 | Amilaza | RGN215341 | pakovanje | 6x50ml | ELITech Clinical Systems SAS - Francuska | Amylase SL | 24000 | 20% | Elitech SR d.o.o. | 105-6/24 | 08.10.2024 | 08.10.2025
Reagensi, izuzev za transfuziju | 404-1-110/24-44 | 244 | Reagensi za biohemijski analizator SELECTRA ProM (ELITechGroup) | 5 | AST/GOT | RGN215342 | pakovanje | 5x125ml | ELITech Clinical Systems SAS - Francuska | AST/GOT 4+1 SL | 6891 | 20% | Elitech SR d.o.o. | 105-6/24 | 08.10.2024 | 08.10.2025
Reagensi, izuzev za transfuziju | 404-1-110/24-44 | 244 | Reagensi za biohemijski analizator SELECTRA ProM (ELITechGroup) | 6 | Bilirubin Direct 4+1 | RGN233440 | pakovanje | 8x25ml | ELITech Clinical Systems SAS - Francuska | Bilirubin Direct 4+1 | 6882 | 20% | Elitech SR d.o.o. | 105-6/24 | 08.10.2024 | 08.10.2025
Reagensi, izuzev za transfuziju | 404-1-110/24-44 | 244 | Reagensi za biohemijski analizator SELECTRA ProM (ELITechGroup) | 7 | Ukupni Bilirubin | RGN215344 | pakovanje | 2x125ml | ELITech Clinical Systems SAS - Francuska | Bilirubin Total 4+1 | 3621 | 20% | Elitech SR d.o.o. | 105-6/24 | 08.10.2024 | 08.10.2025
Reagensi, izuzev za transfuziju | 404-1-110/24-44 | 244 | Reagensi za biohemijski analizator SELECTRA ProM (ELITechGroup) | 8 | Kalcium (Arsenazo) | RGN215345 | pakovanje | 2x125ml | ELITech Clinical Systems SAS - Francuska | Calcium Arsenazo | 4136 | 20% | Elitech SR d.o.o. | 105-6/24 | 08.10.2024 | 08.10.2025
Reagensi, izuzev za transfuziju | 404-1-110/24-44 | 244 | Reagensi za biohemijski analizator SELECTRA ProM (ELITechGroup) | 9 | Holesterol | RGN215346 | pakovanje | 6x100ml | ELITech Clinical Systems SAS - Francuska | Cholesterol SL | 5363 | 20% | Elitech SR d.o.o. | 105-6/24 | 08.10.2024 | 08.10.2025
Reagensi, izuzev za transfuziju | 404-1-110/24-44 | 244 | Reagensi za biohemijski analizator SELECTRA ProM (ELITechGroup) | 10 | Creatinine Jaffe | RGN233441 | pakovanje | 2x125ml | ELITech Clinical Systems SAS - Francuska | Creatinine Jaffe | 2907 | 20% | Elitech SR d.o.o. | 105-6/24 | 08.10.2024 | 08.10.2025
Reagensi, izuzev za transfuziju | 404-1-110/24-44 | 244 | Reagensi za biohemijski analizator SELECTRA ProM (ELITechGroup) | 11 | Gama-GT | RGN215348 | pakovanje | 4x62,5ml | ELITech Clinical Systems SAS - Francuska | Gamma-GT Plus SL | 6302 | 20% | Elitech SR d.o.o. | 105-6/24 | 08.10.2024 | 08.10.2025
Reagensi, izuzev za transfuziju | 404-1-110/24-44 | 244 | Reagensi za biohemijski analizator SELECTRA ProM (ELITechGroup) | 12 | Glucoza PAP | RGN215349 | pakovanje | 4x250ml | ELITech Clinical Systems SAS - Francuska | Glucose PAP SL | 4323 | 20% | Elitech SR d.o.o. | 105-6/24 | 08.10.2024 | 08.10.2025
Reagensi, izuzev za transfuziju | 404-1-110/24-44 | 244 | Reagensi za biohemijski analizator SELECTRA ProM (ELITechGroup) | 13 | HDL Cholesterol | RGN220880 | pakovanje | 4x28ml | ELITech Clinical Systems SAS - Francuska | HDL Cholesterol | 19256 | 20% | Elitech SR d.o.o. | 105-6/24 | 08.10.2024 | 08.10.2025
Reagensi, izuzev za transfuziju | 404-1-110/24-44 | 244 | Reagensi za biohemijski analizator SELECTRA ProM (ELITechGroup) | 14 | HDL LDL Calibrator | RGN215351 | pakovanje | 4x1ml | ELITech Clinical Systems SAS - Francuska | HDL LDL Calibrator | 27039 | 20% | Elitech SR d.o.o. | 105-6/24 | 08.10.2024 | 08.10.2025
Reagensi, izuzev za transfuziju | 404-1-110/24-44 | 244 | Reagensi za biohemijski analizator SELECTRA ProM (ELITechGroup) | 15 | Gvožđe (Feren) | RGN215352 | pakovanje | 2x125ml | ELITech Clinical Systems SAS - Francuska | Iron Ferene | 12081 | 20% | Elitech SR d.o.o. | 105-6/24 | 08.10.2024 | 08.10.2025
Reagensi, izuzev za transfuziju | 404-1-110/24-44 | 244 | Reagensi za biohemijski analizator SELECTRA ProM (ELITechGroup) | 16 | CK NAC SL | RGN220881 | pakovanje | 2x62,5ml | ELITech Clinical Systems SAS - Francuska | CK NAC SL | 8040 | 20% | Elitech SR d.o.o. | 105-6/24 | 08.10.2024 | 08.10.2025
Reagensi, izuzev za transfuziju | 404-1-110/24-44 | 244 | Reagensi za biohemijski analizator SELECTRA ProM (ELITechGroup) | 17 | CK-MB SL | RGN220882 | pakovanje | 2x62,5ml | ELITech Clinical Systems SAS - Francuska | CK-MB SL | 15302 | 20% | Elitech SR d.o.o. | 105-6/24 | 08.10.2024 | 08.10.2025
Reagensi, izuzev za transfuziju | 404-1-110/24-44 | 244 | Reagensi za biohemijski analizator SELECTRA ProM (ELITechGroup) | 18 | LDH-L SL | RGN220883 | pakovanje | 2x62,5ml | ELITech Clinical Systems SAS - Francuska | LDH-L SL | 5535 | 20% | Elitech SR d.o.o. | 105-6/24 | 08.10.2024 | 08.10.2025
Reagensi, izuzev za transfuziju | 404-1-110/24-44 | 244 | Reagensi za biohemijski analizator SELECTRA ProM (ELITechGroup) | 19 | Fosfor | RGN215356 | pakovanje | 2x125ml | ELITech Clinical Systems SAS - Francuska | Phosphorus | 3936 | 20% | Elitech SR d.o.o. | 105-6/24 | 08.10.2024 | 08.10.2025
Reagensi, izuzev za transfuziju | 404-1-110/24-44 | 244 | Reagensi za biohemijski analizator SELECTRA ProM (ELITechGroup) | 20 | Ukupni proteini | RGN215357 | pakovanje | 2x125ml | ELITech Clinical Systems SAS - Francuska | Total Protein Plus | 4220 | 20% | Elitech SR d.o.o. | 105-6/24 | 08.10.2024 | 08.10.2025
Reagensi, izuzev za transfuziju | 404-1-110/24-44 | 244 | Reagensi za biohemijski analizator SELECTRA ProM (ELITechGroup) | 21 | Trigliceridi | RGN215358 | pakovanje | 6x100ml | ELITech Clinical Systems SAS - Francuska | Triglycerides Mono SL New | 11158 | 20% | Elitech SR d.o.o. | 105-6/24 | 08.10.2024 | 08.10.2025
Reagensi, izuzev za transfuziju | 404-1-110/24-44 | 244 | Reagensi za biohemijski analizator SELECTRA ProM (ELITechGroup) | 22 | Urea UV | RGN215359 | pakovanje | 5x125ml | ELITech Clinical Systems SAS - Francuska | Urea UV SL | 7222 | 20% | Elitech SR d.o.o. | 105-6/24 | 08.10.2024 | 08.10.2025
Reagensi, izuzev za transfuziju | 404-1-110/24-44 | 244 | Reagensi za biohemijski analizator SELECTRA ProM (ELITechGroup) | 23 | Mokraćna kiselina | RGN215360 | pakovanje | 6x100ml | ELITech Clinical Systems SAS - Francuska | Uric Acid Mono SL | 8472 | 20% | Elitech SR d.o.o. | 105-6/24 | 08.10.2024 | 08.10.2025
Reagensi, izuzev za transfuziju | 404-1-110/24-44 | 244 | Reagensi za biohemijski analizator SELECTRA ProM (ELITechGroup) | 24 | Lipase | RGN233442 | pakovanje | 2x8ml + 2x6ml | ELITech Clinical Systems SAS - Francuska | Lipase | 24769 | 20% | Elitech SR d.o.o. | 105-6/24 | 08.10.2024 | 08.10.2025
Reagensi, izuzev za transfuziju | 404-1-110/24-44 | 244 | Reagensi za biohemijski analizator SELECTRA ProM (ELITechGroup) | 25 | Elical 2 Multikalibrator | RGN215362 | pakovanje | 4x3ml | ELITech Clinical Systems SAS - Francuska | Elical 2 | 13413 | 20% | Elitech SR d.o.o. | 105-6/24 | 08.10.2024 | 08.10.2025
Reagensi, izuzev za transfuziju | 404-1-110/24-44 | 244 | Reagensi za biohemijski analizator SELECTRA ProM (ELITechGroup) | 26 | Elitrol I | RGN215363 | pakovanje | 10x5ml | ELITech Clinical Systems SAS - Francuska | Elitrol I | 22928 | 20% | Elitech SR d.o.o. | 105-6/24 | 08.10.2024 | 08.10.2025
Reagensi, izuzev za transfuziju | 404-1-110/24-44 | 244 | Reagensi za biohemijski analizator SELECTRA ProM (ELITechGroup) | 27 | Elitrol II | RGN215364 | pakovanje | 10x5ml | ELITech Clinical Systems SAS - Francuska | Elitrol II | 25226 | 20% | Elitech SR d.o.o. | 105-6/24 | 08.10.2024 | 08.10.2025
Reagensi, izuzev za transfuziju | 404-1-110/24-44 | 244 | Reagensi za biohemijski analizator SELECTRA ProM (ELITechGroup) | 28 | CK-MB Kontrola | RGN215365 | pakovanje | 4x3ml | ELITech Clinical Systems SAS - Francuska | CK-MB Control | 21495 | 20% | Elitech SR d.o.o. | 105-6/24 | 08.10.2024 | 08.10.2025
Reagensi, izuzev za transfuziju | 404-1-110/24-44 | 244 | Reagensi za biohemijski analizator SELECTRA ProM (ELITechGroup) | 29 | System Cleaning Solution | RGN215366 | pakovanje | 1l | ELITech Clinical Systems SAS - Francuska | System Cleaning Solution for ELITech Clinical System Analyzers | 17492 | 20% | Elitech SR d.o.o. | 105-6/24 | 08.10.2024 | 08.10.2025
Reagensi, izuzev za transfuziju | 404-1-110/24-44 | 244 | Reagensi za biohemijski analizator SELECTRA ProM (ELITechGroup) | 30 | Acid Solution | RGN215367 | pakovanje | 1l | ELITech Clinical Systems SAS - Francuska | Acid Solution for ELITech Clinical System Analyzers | 14868 | 20% | Elitech SR d.o.o. | 105-6/24 | 08.10.2024 | 08.10.2025
Reagensi, izuzev za transfuziju | 404-1-110/24-44 | 244 | Reagensi za biohemijski analizator SELECTRA ProM (ELITechGroup) | 31 | System Solution | RGN215368 | pakovanje | 1l | ELITech Clinical Systems SAS - Francuska | System Solution | 14868 | 20% | Elitech SR d.o.o. | 105-6/24 | 08.10.2024 | 08.10.2025
Reagensi, izuzev za transfuziju | 404-1-110/24-44 | 244 | Reagensi za biohemijski analizator SELECTRA ProM (ELITechGroup) | 32 | Cuvette Rotor | RGN215369 | pakovanje | komad | ELITechGroup B.V. - Holandija | Cuvette Rotor | 8746 | 20% | Elitech SR d.o.o. | 105-6/24 | 08.10.2024 | 08.10.2025
Reagensi, izuzev za transfuziju | 404-1-110/24-44 | 244 | Reagensi za biohemijski analizator SELECTRA ProM (ELITechGroup) | 33 | ECS Empty vials 10x10ml 1010 | RGN215370 | pakovanje | 10x10ml | ELITech Clinical Systems SAS - Francuska | ECS Empty Vials + Caps 10x10ml | 2118 | 20% | Elitech SR d.o.o. | 105-6/24 | 08.10.2024 | 08.10.2025
Reagensi, izuzev za transfuziju | 404-1-110/24-44 | 244 | Reagensi za biohemijski analizator SELECTRA ProM (ELITechGroup) | 34 | ECS Empty vials 30x25ml 2530 | RGN215371 | pakovanje | 30x25ml | ELITech Clinical Systems SAS - Francuska | ECS Empty Vials + Caps 30x25ml | 3958 | 20% | Elitech SR d.o.o. | 105-6/24 | 08.10.2024 | 08.10.2025
Reagensi, izuzev za transfuziju | 404-1-110/24-44 | 244 | Reagensi za biohemijski analizator SELECTRA ProM (ELITechGroup) | 35 | Pedijatrijske casice 1000 komad | RGN215372 | pakovanje | 1000 komada | ELITechGroup B.V. - Holandija | Sample Cups 2ml 1000pcs | 6122 | 20% | Elitech SR d.o.o. | 105-6/24 | 08.10.2024 | 08.10.2025
Reagensi, izuzev za transfuziju | 404-1-110/24-44 | 244 | Reagensi za biohemijski analizator SELECTRA ProM (ELITechGroup) | 36 | CRP | RGN215373 | pakovanje | 5ml+2x25ml | ELITech Clinical Systems SAS - Francuska | CRP IP | 8715 | 20% | Elitech SR d.o.o. | 105-6/24 | 08.10.2024 | 08.10.2025
Reagensi, izuzev za transfuziju | 404-1-110/24-44 | 244 | Reagensi za biohemijski analizator SELECTRA ProM (ELITechGroup) | 37 | Kontrola za CRP Normalna | RGN215374 | pakovanje | 2x1ml | ELITech Clinical Systems SAS - Francuska | CRP IP Control I | 7236 | 20% | Elitech SR d.o.o. | 105-6/24 | 08.10.2024 | 08.10.2025
Reagensi, izuzev za transfuziju | 404-1-110/24-44 | 244 | Reagensi za biohemijski analizator SELECTRA ProM (ELITechGroup) | 38 | Kontrola za CRP Patološka | RGN215375 | pakovanje | 2x1ml | ELITech Clinical Systems SAS - Francuska | CRP IP Control II | 7264 | 20% | Elitech SR d.o.o. | 105-6/24 | 08.10.2024 | 08.10.2025
Reagensi, izuzev za transfuziju | 404-1-110/24-44 | 244 | Reagensi za biohemijski analizator SELECTRA ProM (ELITechGroup) | 39 | Kalibrator za CRP | RGN215376 | pakovanje | 5x1ml | ELITech Clinical Systems SAS - Francuska | CRP IP Calibrator Set | 22649 | 20% | Elitech SR d.o.o. | 105-6/24 | 08.10.2024 | 08.10.2025
Reagensi, izuzev za transfuziju | 404-1-110/24-44 | 245 | Reagensi za biohemijski analizator SmartLYTE (Diamond diagnostics) | 1 | Ca++ Electrode | RGN215377 | pakovanje | 1 komad | Diamond Diagnostics Inc., SAD | Ca++ Electrode | 27840 | 20% | Euromedicina d.o.o. | 105-8/24 | 08.10.2024 | 08.10.2025
Reagensi, izuzev za transfuziju | 404-1-110/24-44 | 245 | Reagensi za biohemijski analizator SmartLYTE (Diamond diagnostics) | 2 | Deproteinizer Solution | RGN215378 | pakovanje | 100ml | Diamond Diagnostics Inc., SAD | Deproteinizer Solution | 2740 | 20% | Euromedicina d.o.o. | 105-8/24 | 08.10.2024 | 08.10.2025
Reagensi, izuzev za transfuziju | 404-1-110/24-44 | 245 | Reagensi za biohemijski analizator SmartLYTE (Diamond diagnostics) | 3 | K+ Electrode | RGN215379 | pakovanje | 1 komad | Diamond Diagnostics Inc., SAD | K+ Electrode | 27840 | 20% | Euromedicina d.o.o. | 105-8/24 | 08.10.2024 | 08.10.2025
Reagensi, izuzev za transfuziju | 404-1-110/24-44 | 245 | Reagensi za biohemijski analizator SmartLYTE (Diamond diagnostics) | 4 | Electrode Conditioning Solution | RGN215380 | pakovanje | 100ml | Diamond Diagnostics Inc., SAD | Electrode Conditioning Solution | 4030 | 20% | Euromedicina d.o.o. | 105-8/24 | 08.10.2024 | 08.10.2025
Reagensi, izuzev za transfuziju | 404-1-110/24-44 | 245 | Reagensi za biohemijski analizator SmartLYTE (Diamond diagnostics) | 5 | Mission Control Level 1-2-3 | RGN215381 | pakovanje | 30x1.8ml | Diamond Diagnostics Inc., SAD | Mission Control Level 1-2-3 | 13350 | 20% | Euromedicina d.o.o. | 105-8/24 | 08.10.2024 | 08.10.2025
Reagensi, izuzev za transfuziju | 404-1-110/24-44 | 245 | Reagensi za biohemijski analizator SmartLYTE (Diamond diagnostics) | 6 | Na+ Electrode | RGN215382 | pakovanje | 1 komad | Diamond Diagnostics Inc., SAD | Na+ Electrode | 34800 | 20% | Euromedicina d.o.o. | 105-8/24 | 08.10.2024 | 08.10.2025
Reagensi, izuzev za transfuziju | 404-1-110/24-44 | 245 | Reagensi za biohemijski analizator SmartLYTE (Diamond diagnostics) | 7 | Papir termo | RGN215383 | kotur | 35x30mm | Diamond Diagnostics Inc., SAD | Thermal Printer Paper | 100 | 20% | Euromedicina d.o.o. | 105-8/24 | 08.10.2024 | 08.10.2025
Reagensi, izuzev za transfuziju | 404-1-110/24-44 | 245 | Reagensi za biohemijski analizator SmartLYTE (Diamond diagnostics) | 8 | ISE Cleaning Solution | RGN215384 | pakovanje | 100 ml | Diamond Diagnostics Inc., SAD | ISE Cleaning Solution | 2740 | 20% | Euromedicina d.o.o. | 105-8/24 | 08.10.2024 | 08.10.2025
Reagensi, izuzev za transfuziju | 404-1-110/24-44 | 245 | Reagensi za biohemijski analizator SmartLYTE (Diamond diagnostics) | 9 | Reference Electrode | RGN215385 | pakovanje | 1 komad | Diamond Diagnostics Inc., SAD | Reference Electrode | 28735 | 20% | Euromedicina d.o.o. | 105-8/24 | 08.10.2024 | 08.10.2025
Reagensi, izuzev za transfuziju | 404-1-110/24-44 | 245 | Reagensi za biohemijski analizator SmartLYTE (Diamond diagnostics) | 10 | Fluid Pack | RGN215386 | pakovanje | 1 komad | Diamond Diagnostics Inc., SAD | Fluid Pack | 15225 | 20% | Euromedicina d.o.o. | 105-8/24 | 08.10.2024 | 08.10.2025
Reagensi, izuzev za transfuziju | 404-1-110/24-44 | 245 | Reagensi za biohemijski analizator SmartLYTE (Diamond diagnostics) | 11 | Cl- Electrode | RGN215387 | pakovanje | 1 komad | Diamond Diagnostics Inc., SAD | Cl- Electrode | 30550 | 20% | Euromedicina d.o.o. | 105-8/24 | 08.10.2024 | 08.10.2025
Reagensi, izuzev za transfuziju | 404-1-110/24-44 | 245 | Reagensi za biohemijski analizator SmartLYTE (Diamond diagnostics) | 12 | Creva za peristaltičku pumpu | RGN215388 | pakovanje | 1 komad | Diamond Diagnostics Inc., SAD | Peristaltic Pump Tubing | 6150 | 20% | Euromedicina d.o.o. | 105-8/24 | 08.10.2024 | 08.10.2025
Reagensi, izuzev za transfuziju | 404-1-110/24-44 | 245 | Reagensi za biohemijski analizator SmartLYTE (Diamond diagnostics) | 13 | Kućište za referentnu elektrodu | RGN215389 | pakovanje | 1 komad | Diamond Diagnostics Inc., SAD | Reference Electrode Housing | 23368 | 20% | Euromedicina d.o.o. | 105-8/24 | 08.10.2024 | 08.10.2025
Reagensi, izuzev za transfuziju | 404-1-110/24-44 | 246 | Reagensi za biohemijski analizator SPHERA (EDIF instruments) | 1 | Albumin 60 | RGN215398 | pakovanje | 1080 testova/ 6x60 ml | Cormay, Poljska | Albumin 60 | 3280 | 20% | Vicor d.o.o. | 105-25/24 | 08.10.2024 | 08.10.2025
Reagensi, izuzev za transfuziju | 404-1-110/24-44 | 246 | Reagensi za biohemijski analizator SPHERA (EDIF instruments) | 2 | ALP 60 | RGN215399 | pakovanje | 900 testova/ 5x48ml 1 x 60ml | Cormay, Poljska | ALP 60 | 2800 | 20% | Vicor d.o.o. | 105-25/24 | 08.10.2024 | 08.10.2025
Reagensi, izuzev za transfuziju | 404-1-110/24-44 | 246 | Reagensi za biohemijski analizator SPHERA (EDIF instruments) | 3 | ALT 60 | RGN215400 | pakovanje | 900 testova/ 5x48ml 1 x 60ml | Cormay, Poljska | ALAT 60 | 2700 | 20% | Vicor d.o.o. | 105-25/24 | 08.10.2024 | 08.10.2025
Reagensi, izuzev za transfuziju | 404-1-110/24-44 | 246 | Reagensi za biohemijski analizator SPHERA (EDIF instruments) | 4 | AST 60 | RGN215401 | pakovanje | 900 testova/ 5x48ml 1 x 60ml | Cormay, Poljska | ASAT 60 | 2700 | 20% | Vicor d.o.o. | 105-25/24 | 08.10.2024 | 08.10.2025
Reagensi, izuzev za transfuziju | 404-1-110/24-44 | 246 | Reagensi za biohemijski analizator SPHERA (EDIF instruments) | 5 | Glucose 60 | RGN220884 | pakovanje | 1080 testova/360 ml | Cormay, Poljska | Glucose 60 | 1785 | 20% | Vicor d.o.o. | 105-25/24 | 08.10.2024 | 08.10.2025
Reagensi, izuzev za transfuziju | 404-1-110/24-44 | 246 | Reagensi za biohemijski analizator SPHERA (EDIF instruments) | 6 | Gvožđe 30 | RGN215403 | pakovanje | 450 testova/ 5x25ml 1x25 ml | Cormay, Poljska | Ferrum 30 | 4085 | 20% | Vicor d.o.o. | 105-25/24 | 08.10.2024 | 08.10.2025
Reagensi, izuzev za transfuziju | 404-1-110/24-44 | 246 | Reagensi za biohemijski analizator SPHERA (EDIF instruments) | 7 | Holesterol 60 | RGN215404 | pakovanje | 1080 testova/ 6x60 ml | Cormay, Poljska | Chol 60 | 7165 | 20% | Vicor d.o.o. | 105-25/24 | 08.10.2024 | 08.10.2025
Reagensi, izuzev za transfuziju | 404-1-110/24-44 | 246 | Reagensi za biohemijski analizator SPHERA (EDIF instruments) | 8 | HDL - holesterol | RGN215405 | pakovanje | 480 testova/ 4x30ml 4x10 ml | Cormay, Poljska | HDL Direct | 20470 | 20% | Vicor d.o.o. | 105-25/24 | 08.10.2024 | 08.10.2025
Reagensi, izuzev za transfuziju | 404-1-110/24-44 | 246 | Reagensi za biohemijski analizator SPHERA (EDIF instruments) | 9 | Kreatinin 60 | RGN215406 | pakovanje | 900 testova/ 5x48ml 1 x 60ml | Cormay, Poljska | Creatinine 60 | 3740 | 20% | Vicor d.o.o. | 105-25/24 | 08.10.2024 | 08.10.2025
Reagensi, izuzev za transfuziju | 404-1-110/24-44 | 246 | Reagensi za biohemijski analizator SPHERA (EDIF instruments) | 10 | LDH 30 | RGN215407 | pakovanje | 450 testova/ 5x24ml 1x30 ml | Cormay, Poljska | LDH 30 | 3255 | 20% | Vicor d.o.o. | 105-25/24 | 08.10.2024 | 08.10.2025
Reagensi, izuzev za transfuziju | 404-1-110/24-44 | 246 | Reagensi za biohemijski analizator SPHERA (EDIF instruments) | 11 | Trigliceridi 120 | RGN215408 | pakovanje | 1800 testova/ 5x96ml 1 x 120 ml | Cormay, Poljska | Tg 120 | 11110 | 20% | Vicor d.o.o. | 105-25/24 | 08.10.2024 | 08.10.2025
Reagensi, izuzev za transfuziju | 404-1-110/24-44 | 246 | Reagensi za biohemijski analizator SPHERA (EDIF instruments) | 12 | Ukupni bilirubin 60 | RGN215409 | pakovanje | 900 testova/ 5x48ml, 1 x 60ml | Cormay, Poljska | Bit total - Malloy Evelyn 60 | 5265 | 20% | Vicor d.o.o. | 105-25/24 | 08.10.2024 | 08.10.2025
Reagensi, izuzev za transfuziju | 404-1-110/24-44 | 246 | Reagensi za biohemijski analizator SPHERA (EDIF instruments) | 13 | Ukupni proteini 120 | RGN215410 | pakovanje | 2160 testova/ 6x120 ml | Cormay, Poljska | Total protein 120 | 3235 | 20% | Vicor d.o.o. | 105-25/24 | 08.10.2024 | 08.10.2025
Reagensi, izuzev za transfuziju | 404-1-110/24-44 | 246 | Reagensi za biohemijski analizator SPHERA (EDIF instruments) | 14 | Urea 60 | RGN215411 | pakovanje | 900 testova/ 5x48ml 1 x 60ml | Cormay, Poljska | Urea 60 | 7360 | 20% | Vicor d.o.o. | 105-25/24 | 08.10.2024 | 08.10.2025
Reagensi, izuzev za transfuziju | 404-1-110/24-44 | 246 | Reagensi za biohemijski analizator SPHERA (EDIF instruments) | 15 | Mokracna kiselina 120 | RGN215412 | pakovanje | 1800 analiza/ 5x96ml 1 x 120 ml | Cormay, Poljska | Uric acid 120 | 3890 | 20% | Vicor d.o.o. | 105-25/24 | 08.10.2024 | 08.10.2025
Reagensi, izuzev za transfuziju | 404-1-110/24-44 | 246 | Reagensi za biohemijski analizator SPHERA (EDIF instruments) | 16 | Fosfor 30 | RGN215413 | pakovanje | 540 analiza/ 6x 30 ml | Cormay, Poljska | Phosphorus30 | 2880 | 20% | Vicor d.o.o. | 105-25/24 | 08.10.2024 | 08.10.2025
Reagensi, izuzev za transfuziju | 404-1-110/24-44 | 246 | Reagensi za biohemijski analizator SPHERA (EDIF instruments) | 17 | Kalcium 60 | RGN215414 | pakovanje | 900 analiza/ 5x 48ml 1 x 60ml | Cormay, Poljska | Calcium 60 | 2060 | 20% | Vicor d.o.o. | 105-25/24 | 08.10.2024 | 08.10.2025
Reagensi, izuzev za transfuziju | 404-1-110/24-44 | 246 | Reagensi za biohemijski analizator SPHERA (EDIF instruments) | 18 | CRP | RGN215415 | pakovanje | 285 testova/ 1x 46,5ml 1 x 48,5 ml | Cormay, Poljska | CRP ultra | 19780 | 20% | Vicor d.o.o. | 105-25/24 | 08.10.2024 | 08.10.2025
Reagensi, izuzev za transfuziju | 404-1-110/24-44 | 246 | Reagensi za biohemijski analizator SPHERA (EDIF instruments) | 19 | Kontrolni serum normalnih vrednosti | RGN215416 | pakovanje | 4 x 5 ml | Cormay, Poljska | Control serum N | 8105 | 20% | Vicor d.o.o. | 105-25/24 | 08.10.2024 | 08.10.2025
Reagensi, izuzev za transfuziju | 404-1-110/24-44 | 246 | Reagensi za biohemijski analizator SPHERA (EDIF instruments) | 20 | Kontrolni serum patoloskih vrednosti | RGN215417 | pakovanje | 4 x 5 ml | Cormay, Poljska | Control serum P | 8105 | 20% | Vicor d.o.o. | 105-25/24 | 08.10.2024 | 08.10.2025
Reagensi, izuzev za transfuziju | 404-1-110/24-44 | 246 | Reagensi za biohemijski analizator SPHERA (EDIF instruments) | 21 | Multikalibratorski serum | RGN215418 | pakovanje | 4 x 5 ml | Cormay, Poljska | Multicalibrator level 1 | 8565 | 20% | Vicor d.o.o. | 105-25/24 | 08.10.2024 | 08.10.2025
Reagensi, izuzev za transfuziju | 404-1-110/24-44 | 246 | Reagensi za biohemijski analizator SPHERA (EDIF instruments) | 22 | Sistemski rastvor za odrzavanje aparata Sphera | RGN215419 | pakovanje | 50 ml | Edif Instruments | Systemic sol Neat S | 1820 | 20% | Vicor d.o.o. | 105-25/24 | 08.10.2024 | 08.10.2025
Reagensi, izuzev za transfuziju | 404-1-110/24-44 | 246 | Reagensi za biohemijski analizator SPHERA (EDIF instruments) | 23 | Cleaning solution | RGN215420 | pakovanje | 2 x 250 ml | Edif Instruments | Cleaning sol Neat C | 10580 | 20% | Vicor d.o.o. | 105-25/24 | 08.10.2024 | 08.10.2025
Reagensi, izuzev za transfuziju | 404-1-110/24-44 | 246 | Reagensi za biohemijski analizator SPHERA (EDIF instruments) | 24 | Kontrola za CRP normalnih i patoloskih vrednosti | RGN215421 | pakovanje | 2 x 3 ml | Cormay, Poljska | Immuno control | 13395 | 20% | Vicor d.o.o. | 105-25/24 | 08.10.2024 | 08.10.2025
Reagensi, izuzev za transfuziju | 404-1-110/24-44 | 246 | Reagensi za biohemijski analizator SPHERA (EDIF instruments) | 25 | Kalibrator za CRP u pet tacaka | RGN215422 | pakovanje | 5 x 2 ml | Cormay, Poljska | CRP calibrator | 15275 | 20% | Vicor d.o.o. | 105-25/24 | 08.10.2024 | 08.10.2025
Reagensi, izuzev za transfuziju | 404-1-110/24-44 | 246 | Reagensi za biohemijski analizator SPHERA (EDIF instruments) | 26 | Plasticni kontejneri za reagense sa zapusacima | RGN215424 | pakovanje | 30 komada | Edif Instruments | Reagent bottle for Sphera | 2805 | 20% | Vicor d.o.o. | 105-25/24 | 08.10.2024 | 08.10.2025
Reagensi, izuzev za transfuziju | 404-1-110/24-44 | 246 | Reagensi za biohemijski analizator SPHERA (EDIF instruments) | 27 | Plasticne radno reakcione kivete | RGN215425 | pakovanje | 200 komada | Edif Instruments | Reaction cell pack | 59225 | 20% | Vicor d.o.o. | 105-25/24 | 08.10.2024 | 08.10.2025
Reagensi, izuzev za transfuziju | 404-1-110/24-44 | 246 | Reagensi za biohemijski analizator SPHERA (EDIF instruments) | 28 | Latex removal solution | RGN215426 | pakovanje | 27 ml | Edif Instruments | Latex removal Neat L | 2380 | 20% | Vicor d.o.o. | 105-25/24 | 08.10.2024 | 08.10.2025
Reagensi, izuzev za transfuziju | 404-1-110/24-44 | 246 | Reagensi za biohemijski analizator SPHERA (EDIF instruments) | 29 | Albumin 30 | RGN215427 | pakovanje | 540 testova / 6x30ml | Cormay, Poljska | Albumin 30 | 1460 | 20% | Vicor d.o.o. | 105-25/24 | 08.10.2024 | 08.10.2025
Reagensi, izuzev za transfuziju | 404-1-110/24-44 | 246 | Reagensi za biohemijski analizator SPHERA (EDIF instruments) | 30 | ALP 30 | RGN215428 | pakovanje | 450 testova / 5x24ml, 1x30 ml | Cormay, Poljska | ALP 30 | 1985 | 20% | Vicor d.o.o. | 105-25/24 | 08.10.2024 | 08.10.2025
Reagensi, izuzev za transfuziju | 404-1-110/24-44 | 246 | Reagensi za biohemijski analizator SPHERA (EDIF instruments) | 31 | ALT 120 | RGN215429 | pakovanje | 1800 testova / 5x96ml, 1x120 ml | Cormay, Poljska | ALAT 120 | 4740 | 20% | Vicor d.o.o. | 105-25/24 | 08.10.2024 | 08.10.2025
Reagensi, izuzev za transfuziju | 404-1-110/24-44 | 246 | Reagensi za biohemijski analizator SPHERA (EDIF instruments) | 32 | AST 120 | RGN215430 | pakovanje | 1800 testova / 5x96ml, 1x120 ml | Cormay, Poljska | ASAT 120 | 4740 | 20% | Vicor d.o.o. | 105-25/24 | 08.10.2024 | 08.10.2025
Reagensi, izuzev za transfuziju | 404-1-110/24-44 | 246 | Reagensi za biohemijski analizator SPHERA (EDIF instruments) | 33 | Glukoza 120 | RGN215431 | pakovanje | 2160 testova/ 6x120ml | Cormay, Poljska | Glucose 120 | 2140 | 20% | Vicor d.o.o. | 105-25/24 | 08.10.2024 | 08.10.2025
Reagensi, izuzev za transfuziju | 404-1-110/24-44 | 246 | Reagensi za biohemijski analizator SPHERA (EDIF instruments) | 34 | Gvožđe 60 | RGN233443 | pakovanje | 900 testova/ 5x50, 1x50 ml | Cormay, Poljska | Gvožđe 60 | 7130 | 20% | Vicor d.o.o. | 105-25/24 | 08.10.2024 | 08.10.2025
Reagensi, izuzev za transfuziju | 404-1-110/24-44 | 246 | Reagensi za biohemijski analizator SPHERA (EDIF instruments) | 35 | Holesterol 120 | RGN215433 | pakovanje | 2160 testova/ 6x120 ml | Cormay, Poljska | Chol 120 | 5995 | 20% | Vicor d.o.o. | 105-25/24 | 08.10.2024 | 08.10.2025
Reagensi, izuzev za transfuziju | 404-1-110/24-44 | 246 | Reagensi za biohemijski analizator SPHERA (EDIF instruments) | 36 | Kreatinin 30 | RGN215434 | pakovanje | 450 testova/ 5x24ml, 1 x 30 ml | Cormay, Poljska | Creatinine 30 | 1855 | 20% | Vicor d.o.o. | 105-25/24 | 08.10.2024 | 08.10.2025
Reagensi, izuzev za transfuziju | 404-1-110/24-44 | 246 | Reagensi za biohemijski analizator SPHERA (EDIF instruments) | 37 | Trigliceridi 60 | RGN215435 | pakovanje | 900 testova/ 5x48, 1x60 ml | Cormay, Poljska | Tg 60 | 7190 | 20% | Vicor d.o.o. | 105-25/24 | 08.10.2024 | 08.10.2025
Reagensi, izuzev za transfuziju | 404-1-110/24-44 | 246 | Reagensi za biohemijski analizator SPHERA (EDIF instruments) | 38 | Ukupni bilirubin 120 | RGN215436 | pakovanje | 1800 testova/ 5x69ml, 1 x 120ml | Cormay, Poljska | Bil total Malloy Evelyn 120 | 5130 | 20% | Vicor d.o.o. | 105-25/24 | 08.10.2024 | 08.10.2025
Reagensi, izuzev za transfuziju | 404-1-110/24-44 | 246 | Reagensi za biohemijski analizator SPHERA (EDIF instruments) | 39 | Ukupni proteini 60 | RGN215437 | pakovanje | 1080 testova/ 6x60 ml | Cormay, Poljska | Total protein 60 | 2280 | 20% | Vicor d.o.o. | 105-25/24 | 08.10.2024 | 08.10.2025
Reagensi, izuzev za transfuziju | 404-1-110/24-44 | 246 | Reagensi za biohemijski analizator SPHERA (EDIF instruments) | 40 | Urea 120 | RGN215438 | pakovanje | 1800 testova/5x96 ml, 1 x 120 ml | Cormay, Poljska | Urea 120 | 5440 | 20% | Vicor d.o.o. | 105-25/24 | 08.10.2024 | 08.10.2025
Reagensi, izuzev za transfuziju | 404-1-110/24-44 | 246 | Reagensi za biohemijski analizator SPHERA (EDIF instruments) | 41 | Mokracna kiselina 60 | RGN215439 | pakovanje | 900 analiza/ 5 x 48ml, 1 x 60ml | Cormay, Poljska | UA 60 | 2625 | 20% | Vicor d.o.o. | 105-25/24 | 08.10.2024 | 08.10.2025
Reagensi, izuzev za transfuziju | 404-1-110/24-44 | 246 | Reagensi za biohemijski analizator SPHERA (EDIF instruments) | 42 | Serumske čašice za aparat Sphera (edif instument) | RGN215440 | pakovanje | 1000 komada | Edif Instruments | Serum cups | 11900 | 20% | Vicor d.o.o. | 105-25/24 | 08.10.2024 | 08.10.2025
Reagensi, izuzev za transfuziju | 404-1-110/24-44 | 246 | Reagensi za biohemijski analizator SPHERA (EDIF instruments) | 43 | GGT 30 | RGN215441 | pakovanje | 450 testova/ 5x24ml,1x30ml | Cormay, Poljska | GGT 30 | 3700 | 20% | Vicor d.o.o. | 105-25/24 | 08.10.2024 | 08.10.2025
Reagensi, izuzev za transfuziju | 404-1-110/24-44 | 246 | Reagensi za biohemijski analizator SPHERA (EDIF instruments) | 44 | Amilaza 30 | RGN215442 | pakovanje | 540 testova/6 x 30 ml | Cormay, Poljska | Amylase 30 | 12285 | 20% | Vicor d.o.o. | 105-25/24 | 08.10.2024 | 08.10.2025
Reagensi, izuzev za transfuziju | 404-1-110/24-44 | 246 | Reagensi za biohemijski analizator SPHERA (EDIF instruments) | 45 | Direktni bilirubin 60 | RGN215443 | pakovanje | 810 testrova/5 x 48ml, 1 x 30 ml | Cormay, Poljska | BIL direct/Malloy Evelyin 60 | 2530 | 20% | Vicor d.o.o. | 105-25/24 | 08.10.2024 | 08.10.2025
Reagensi, izuzev za transfuziju | 404-1-110/24-44 | 246 | Reagensi za biohemijski analizator SPHERA (EDIF instruments) | 46 | Direktni bilirubin 30 | RGN215444 | pakovanje | 405 testova/ 5 x 24ml, 1 x 15 ml | Cormay, Poljska | BIL direct/Malloy Evelyin 30 | 1775 | 20% | Vicor d.o.o. | 105-25/24 | 08.10.2024 | 08.10.2025
Reagensi, izuzev za transfuziju | 404-1-110/24-44 | 246 | Reagensi za biohemijski analizator SPHERA (EDIF instruments) | 47 | Hba1C | RGN215445 | pakovanje | 334 testa/ 1x79,5ml, 1x32ml | Cormay, Poljska | Cor Hba1C direct | 64515 | 20% | Vicor d.o.o. | 105-25/24 | 08.10.2024 | 08.10.2025
Reagensi, izuzev za transfuziju | 404-1-110/24-44 | 246 | Reagensi za biohemijski analizator SPHERA (EDIF instruments) | 48 | Hba1C kalibrator u 4 tačke | RGN215446 | pakovanje | 4 x 0,5ml | Cormay, Poljska | Hba1C direct calibrators | 13225 | 20% | Vicor d.o.o. | 105-25/24 | 08.10.2024 | 08.10.2025
Reagensi, izuzev za transfuziju | 404-1-110/24-44 | 246 | Reagensi za biohemijski analizator SPHERA (EDIF instruments) | 49 | Hba1C kontrola | RGN215447 | pakovanje | 4 x 0,5ml | Cormay, Poljska | Hba1C direct cont | 12190 | 20% | Vicor d.o.o. | 105-25/24 | 08.10.2024 | 08.10.2025
Reagensi, izuzev za transfuziju | 404-1-110/24-44 | 246 | Reagensi za biohemijski analizator SPHERA (EDIF instruments) | 50 | HDL/LDL kalibrator | RGN215448 | pakovanje | 1 x 1ml | Cormay, Poljska | HDL/LDL calibrator | 4545 | 20% | Vicor d.o.o. | 105-25/24 | 08.10.2024 | 08.10.2025
Reagensi, izuzev za transfuziju | 404-1-110/24-44 | 246 | Reagensi za biohemijski analizator SPHERA (EDIF instruments) | 51 | GGT 60 | RGN233444 | pakovanje | 900 testova/ 5x48 ml, 1x60ml | Cormay, Poljska | GGT 60 | 6670 | 20% | Vicor d.o.o. | 105-25/24 | 08.10.2024 | 08.10.2025
Reagensi, izuzev za transfuziju | 404-1-110/24-44 | 246 | Reagensi za biohemijski analizator SPHERA (EDIF instruments) | 52 | Kalcijum 30 | RGN233445 | pakovanje | 450 testova/ 5x24ml, 1x30 ml | Cormay, Poljska | Kalcijum 30 | 1320 | 20% | Vicor d.o.o. | 105-25/24 | 08.10.2024 | 08.10.2025
Reagensi, izuzev za transfuziju | 404-1-110/24-44 | 246 | Reagensi za biohemijski analizator SPHERA (EDIF instruments) | 53 | Multikalibrator Level 2 | RGN233446 | pakovanje | 4 x 5 ml | Cormay, Poljska | Multikalibrator Level 2 | 8565 | 20% | Vicor d.o.o. | 105-25/24 | 08.10.2024 | 08.10.2025
Reagensi, izuzev za transfuziju | 404-1-110/24-44 | 246 | Reagensi za biohemijski analizator SPHERA (EDIF instruments) | 54 | CK 30 | RGN233447 | pakovanje | 450 testova/ 5x25 ml, 1x25 ml | Cormay, Poljska | CK 30 | 6490 | 20% | Vicor d.o.o. | 105-25/24 | 08.10.2024 | 08.10.2025
Reagensi, izuzev za transfuziju | 404-1-110/24-44 | 246 | Reagensi za biohemijski analizator SPHERA (EDIF instruments) | 55 | CK 60 | RGN233448 | pakovanje | 900 testova/ 5x50ml, 1x50 ml | Cormay, Poljska | CK 60 | 12535 | 20% | Vicor d.o.o. | 105-25/24 | 08.10.2024 | 08.10.2025
Reagensi, izuzev za transfuziju | 404-1-110/24-44 | 246 | Reagensi za biohemijski analizator SPHERA (EDIF instruments) | 56 | CORMAY CK-MB CALIBRATOR | RGN233449 | pakovanje | 1 x 1 ml | Cormay, Poljska | CK-MB kalibrator | 2875 | 20% | Vicor d.o.o. | 105-25/24 | 08.10.2024 | 08.10.2025
Reagensi, izuzev za transfuziju | 404-1-110/24-44 | 246 | Reagensi za biohemijski analizator SPHERA (EDIF instruments) | 57 | CK-MB control N | RGN233450 | pakovanje | 1 x 3 ml | Cormay, Poljska | CK-MB control N | 3680 | 20% | Vicor d.o.o. | 105-25/24 | 08.10.2024 | 08.10.2025
Reagensi, izuzev za transfuziju | 404-1-110/24-44 | 246 | Reagensi za biohemijski analizator SPHERA (EDIF instruments) | 58 | CK-MB control P | RGN233451 | pakovanje | 2 x 3 ml | Cormay, Poljska | CK-MB control P | 4600 | 20% | Vicor d.o.o. | 105-25/24 | 08.10.2024 | 08.10.2025
Reagensi, izuzev za transfuziju | 404-1-110/24-44 | 246 | Reagensi za biohemijski analizator SPHERA (EDIF instruments) | 59 | CK-MB 30 | RGN233452 | pakovanje | 450 testova/ 5x25ml, 1x25 ml | Cormay, Poljska | CK-MB 30 | 9775 | 20% | Vicor d.o.o. | 105-25/24 | 08.10.2024 | 08.10.2025
Reagensi, izuzev za transfuziju | 404-1-110/24-44 | 246 | Reagensi za biohemijski analizator SPHERA (EDIF instruments) | 60 | Feritin lateks metoda | RGN233453 | pakovanje | 1x 40,5ml, 1x 24 ml | Cormay, Poljska | Feritin lateks metoda | 49200 | 20% | Vicor d.o.o. | 105-25/24 | 08.10.2024 | 08.10.2025
Reagensi, izuzev za transfuziju | 404-1-110/24-44 | 246 | Reagensi za biohemijski analizator SPHERA (EDIF instruments) | 61 | Feritin lateks kalibrator | RGN233454 | pakovanje | 4 x 2 ml | Cormay, Poljska | Feritin lateks kalibrator | 29785 | 20% | Vicor d.o.o. | 105-25/24 | 08.10.2024 | 08.10.2025
Reagensi, izuzev za transfuziju | 404-1-110/24-44 | 246 | Reagensi za biohemijski analizator SPHERA (EDIF instruments) | 62 | Feritin kontrola | RGN233455 | pakovanje | 2 x 3 ml | Cormay, Poljska | Feritin kontrola | 12220 | 20% | Vicor d.o.o. | 105-25/24 | 08.10.2024 | 08.10.2025
Reagensi, izuzev za transfuziju | 404-1-110/24-44 | 247 | Reagensi za biohemijski analizatori Mindray BS 240 | 1 | Liofilizirani humani kontrolni serum za kontrolu kvaliteta različitih kvantitativnih testova za supstrate i elektrolite-normalni nivoi | RGN215472 | FLA | 5 ml | Biosystems | Biochemistry Control Serum (Human) Level I | 1839.2 | 20% | Promedia d.o.o. | 105-21/24 | 08.10.2024 | 08.10.2025
Reagensi, izuzev za transfuziju | 404-1-110/24-44 | 247 | Reagensi za biohemijski analizatori Mindray BS 240 | 2 | Liofilizirani humani kontrolni serum za kontrolu kvaliteta različitih kvantitativnih testova za supstrate i elektrolite, normalni nivoi | RGN215473 | FLA | 5 ml | Biosystems | Biochemistry Control Serum (Human) Level I | 1839.2 | 20% | Promedia d.o.o. | 105-21/24 | 08.10.2024 | 08.10.2025
Reagensi, izuzev za transfuziju | 404-1-110/24-44 | 247 | Reagensi za biohemijski analizatori Mindray BS 240 | 3 | Liofilizirani multiparametarski humani kalibracioni serum za supstrate, enzime i elektrolite -normalni nivoi. | RGN215474 | FLA | 5 ml | Biosystems | Biochemistry Calibrator Human | 1597.2 | 20% | Promedia d.o.o. | 105-21/24 | 08.10.2024 | 08.10.2025
Reagensi, izuzev za transfuziju | 404-1-110/24-44 | 247 | Reagensi za biohemijski analizatori Mindray BS 240 | 4 | Glukoza, metoda:glukoza oksidaza (GOD/ PAP) , | RGN215475 | pakovanje | 200 ml | Biosystems | Glucose | 592.9 | 20% | Promedia d.o.o. | 105-21/24 | 08.10.2024 | 08.10.2025
Reagensi, izuzev za transfuziju | 404-1-110/24-44 | 247 | Reagensi za biohemijski analizatori Mindray BS 240 | 5 | Kreatinin, metoda: enzimski sa kreatininazom | RGN215476 | pakovanje | 80 ml | Biosystems | Creatinine Enzymatic | 4585.9 | 20% | Promedia d.o.o. | 105-21/24 | 08.10.2024 | 08.10.2025
Reagensi, izuzev za transfuziju | 404-1-110/24-44 | 247 | Reagensi za biohemijski analizatori Mindray BS 240 | 6 | AST, metoda: kinetička UV, Tris pufer, bez piridoksalfosfata, | RGN215477 | pakovanje | 200 ml | Biosystems | AST/GOT | 2855.6 | 20% | Promedia d.o.o. | 105-21/24 | 08.10.2024 | 08.10.2025
Reagensi, izuzev za transfuziju | 404-1-110/24-44 | 247 | Reagensi za biohemijski analizatori Mindray BS 240 | 7 | ALT, metoda: kinetička UV, Tris pufer, bez piridoksalfosfata, | RGN215478 | pakovanje | 200 ml | Biosystems | ALT/GPT | 2855.6 | 20% | Promedia d.o.o. | 105-21/24 | 08.10.2024 | 08.10.2025
Reagensi, izuzev za transfuziju | 404-1-110/24-44 | 247 | Reagensi za biohemijski analizatori Mindray BS 240 | 8 | ALP, metoda: p-NPP, AMP pufer, | RGN215479 | pakovanje | 200 ml | Biosystems | Alkaline phosphatase (ALP) - AMP | 2710.4 | 20% | Promedia d.o.o. | 105-21/24 | 08.10.2024 | 08.10.2025
Reagensi, izuzev za transfuziju | 404-1-110/24-44 | 247 | Reagensi za biohemijski analizatori Mindray BS 240 | 9 | Gama GT, (Gama glutamil transferaza), metoda: kinetička kolorimetrijska | RGN215480 | pakovanje | 200 ml | Biosystems | Gamma-GT | 9441.63 | 20% | Promedia d.o.o. | 105-21/24 | 08.10.2024 | 08.10.2025
Reagensi, izuzev za transfuziju | 404-1-110/24-44 | 247 | Reagensi za biohemijski analizatori Mindray BS 240 | 10 | Albumin, metoda:bromkrezolzeleno, | RGN215481 | pakovanje | 250 ml | Biosystems | Albumin | 1080.53 | 20% | Promedia d.o.o. | 105-21/24 | 08.10.2024 | 08.10.2025
Reagensi, izuzev za transfuziju | 404-1-110/24-44 | 247 | Reagensi za biohemijski analizatori Mindray BS 240 | 11 | Proteini, metoda:biuret, | RGN215482 | pakovanje | 2x250 ml | Biosystems | Protein (Total) | 1746.03 | 20% | Promedia d.o.o. | 105-21/24 | 08.10.2024 | 08.10.2025
Reagensi, izuzev za transfuziju | 404-1-110/24-44 | 247 | Reagensi za biohemijski analizatori Mindray BS 240 | 12 | Urea, metoda: ureaza/glutamat dehidrogenaza (GLDH), | RGN215483 | pakovanje | 200 ml | Biosystems | Urea UV | 3388 | 20% | Promedia d.o.o. | 105-21/24 | 08.10.2024 | 08.10.2025
Reagensi, izuzev za transfuziju | 404-1-110/24-44 | 247 | Reagensi za biohemijski analizatori Mindray BS 240 | 13 | Fosfor, metoda: fosfomolibdat UV , | RGN215484 | pakovanje | 170 ml | Biosystems | Phosphorus | 6413 | 20% | Promedia d.o.o. | 105-21/24 | 08.10.2024 | 08.10.2025
Reagensi, izuzev za transfuziju | 404-1-110/24-44 | 247 | Reagensi za biohemijski analizatori Mindray BS 240 | 14 | Kalcijum, metoda: arsenazo | RGN215485 | pakovanje | 200 ml | Biosystems | Calcium-Arsenazo | 5794.69 | 20% | Promedia d.o.o. | 105-21/24 | 08.10.2024 | 08.10.2025
Reagensi, izuzev za transfuziju | 404-1-110/24-44 | 247 | Reagensi za biohemijski analizatori Mindray BS 240 | 15 | Magnezijum, metoda: kalmagit, | RGN215486 | pakovanje | 200 ml | Biosystems | Magnesium | 1518.55 | 20% | Promedia d.o.o. | 105-21/24 | 08.10.2024 | 08.10.2025
Reagensi, izuzev za transfuziju | 404-1-110/24-44 | 247 | Reagensi za biohemijski analizatori Mindray BS 240 | 16 | Proteini u urinu i likvoru, metoda: pirogalol crveno, | RGN215487 | pakovanje | 200 ml | Biosystems | Protein (URINE+CSF) | 1742.4 | 20% | Promedia d.o.o. | 105-21/24 | 08.10.2024 | 08.10.2025
Reagensi, izuzev za transfuziju | 404-1-110/24-44 | 247 | Reagensi za biohemijski analizatori Mindray BS 240 | 17 | Trigliceridi, metoda: glicerol fosfat oksidaza/peroksidaza, | RGN215488 | pakovanje | 200 ml | Biosystems | Triglycerides | 2551.89 | 20% | Promedia d.o.o. | 105-21/24 | 08.10.2024 | 08.10.2025
Reagensi, izuzev za transfuziju | 404-1-110/24-44 | 247 | Reagensi za biohemijski analizatori Mindray BS 240 | 18 | Deterdžent CD 80 | RGN215489 | FLA | 2 l | Mindray | CD80 detergent 2L | 9196 | 20% | Promedia d.o.o. | 105-21/24 | 08.10.2024 | 08.10.2025
Reagensi, izuzev za transfuziju | 404-1-110/24-44 | 247 | Reagensi za biohemijski analizatori Mindray BS 240 | 19 | Kontrola za urin fl á 10mL Potrebno je da postoji mogućnost kontrole : Proteini, metoda: pirogalol crveno | RGN215490 | komad | 5 ml | Biosystems | Biochemistry Control Urine | 3369.85 | 20% | Promedia d.o.o. | 105-21/24 | 08.10.2024 | 08.10.2025
Reagensi, izuzev za transfuziju | 404-1-110/24-44 | 247 | Reagensi za biohemijski analizatori Mindray BS 240 | 20 | Kalibrator za proteine u urinu | RGN215491 | pakovanje | 1x5 ml | Biosystems | Protein (Urine) Standard | 5808 | 20% | Promedia d.o.o. | 105-21/24 | 08.10.2024 | 08.10.2025
Reagensi, izuzev za transfuziju | 404-1-110/24-44 | 248 | Reagensi za biohemijski analizatori DIMENSION RxL, Dimension RxL HM, Dimension RxL Max, Dimension RxL Max HM, Dimension Xpand, Dimension XPand HM, Dimension XPand Plus, Dimension XPand Plus HM, Dimension EXL 200 (Siemens Healthcare Diagnostics | 1 | Albumin | RGN215492 | pakovanje | 4 Flex / 480 | Siemens Healthcare Diagnostics Inc., SAD | Dimension Albumin Flex reagent cartridge | 3578 | 20% | Teamedical d.o.o. | 105-23/24 | 08.10.2024 | 08.10.2025
Reagensi, izuzev za transfuziju | 404-1-110/24-44 | 248 | Reagensi za biohemijski analizatori DIMENSION RxL, Dimension RxL HM, Dimension RxL Max, Dimension RxL Max HM, Dimension Xpand, Dimension XPand HM, Dimension XPand Plus, Dimension XPand Plus HM, Dimension EXL 200 (Siemens Healthcare Diagnostics | 2 | Chemistry Wash | RGN215493 | pakovanje | 1700 ml | Siemens Healthcare Diagnostics Inc., SAD | Dimension Chemistry Wash | 26988 | 20% | Teamedical d.o.o. | 105-23/24 | 08.10.2024 | 08.10.2025
Reagensi, izuzev za transfuziju | 404-1-110/24-44 | 248 | Reagensi za biohemijski analizatori DIMENSION RxL, Dimension RxL HM, Dimension RxL Max, Dimension RxL Max HM, Dimension Xpand, Dimension XPand HM, Dimension XPand Plus, Dimension XPand Plus HM, Dimension EXL 200 (Siemens Healthcare Diagnostics | 3 | Empty Flex reag.cartrige | RGN215494 | pakovanje | 8 Flex | Siemens Healthcare Diagnostics Inc., SAD | Dimension Flex reagent cartridge | 6748 | 20% | Teamedical d.o.o. | 105-23/24 | 08.10.2024 | 08.10.2025
Reagensi, izuzev za transfuziju | 404-1-110/24-44 | 248 | Reagensi za biohemijski analizatori DIMENSION RxL, Dimension RxL HM, Dimension RxL Max, Dimension RxL Max HM, Dimension Xpand, Dimension XPand HM, Dimension XPand Plus, Dimension XPand Plus HM, Dimension EXL 200 (Siemens Healthcare Diagnostics | 4 | Reaction Vessels | RGN215495 | pakovanje | 4x250 | Siemens Healthcare Diagnostics Inc., SAD | Dimension Heterogeneus Immunoassay Module Reaction Vessels | 33735 | 20% | Teamedical d.o.o. | 105-23/24 | 08.10.2024 | 08.10.2025
Reagensi, izuzev za transfuziju | 404-1-110/24-44 | 248 | Reagensi za biohemijski analizatori DIMENSION RxL, Dimension RxL HM, Dimension RxL Max, Dimension RxL Max HM, Dimension Xpand, Dimension XPand HM, Dimension XPand Plus, Dimension XPand Plus HM, Dimension EXL 200 (Siemens Healthcare Diagnostics | 5 | Sample Probe Cleaner | RGN215496 | pakovanje | 1000 ml | Siemens Healthcare Diagnostics Inc., SAD | Dimension Sample Probe Cleaner | 12816 | 20% | Teamedical d.o.o. | 105-23/24 | 08.10.2024 | 08.10.2025
Reagensi, izuzev za transfuziju | 404-1-110/24-44 | 248 | Reagensi za biohemijski analizatori DIMENSION RxL, Dimension RxL HM, Dimension RxL Max, Dimension RxL Max HM, Dimension Xpand, Dimension XPand HM, Dimension XPand Plus, Dimension XPand Plus HM, Dimension EXL 200 (Siemens Healthcare Diagnostics | 6 | Vancomycin (VANC) reagens | RGN215497 | pakovanje | 4 Flex / 80 | Siemens Healthcare Diagnostics Inc., SAD | Dimension Vancomycin Flex reagent cartridge | 45338 | 20% | Teamedical d.o.o. | 105-23/24 | 08.10.2024 | 08.10.2025
Reagensi, izuzev za transfuziju | 404-1-110/24-44 | 248 | Reagensi za biohemijski analizatori DIMENSION RxL, Dimension RxL HM, Dimension RxL Max, Dimension RxL Max HM, Dimension Xpand, Dimension XPand HM, Dimension XPand Plus, Dimension XPand Plus HM, Dimension EXL 200 (Siemens Healthcare Diagnostics | 7 | ALDL kalibrator | RGN215498 | pakovanje | 2 x 3 x 2 ml | Siemens Healthcare Diagnostics Inc., SAD | Dimension ALDL Calibrator | 16721 | 20% | Teamedical d.o.o. | 105-23/24 | 08.10.2024 | 08.10.2025
Reagensi, izuzev za transfuziju | 404-1-110/24-44 | 248 | Reagensi za biohemijski analizatori DIMENSION RxL, Dimension RxL HM, Dimension RxL Max, Dimension RxL Max HM, Dimension Xpand, Dimension XPand HM, Dimension XPand Plus, Dimension XPand Plus HM, Dimension EXL 200 (Siemens Healthcare Diagnostics | 8 | Alfa amilaza | RGN215499 | pakovanje | 4 Flex / 240 | Siemens Healthcare Diagnostics Inc., SAD | Dimension Amylase Flex reagent cartridge | 13043 | 20% | Teamedical d.o.o. | 105-23/24 | 08.10.2024 | 08.10.2025
Reagensi, izuzev za transfuziju | 404-1-110/24-44 | 248 | Reagensi za biohemijski analizatori DIMENSION RxL, Dimension RxL HM, Dimension RxL Max, Dimension RxL Max HM, Dimension Xpand, Dimension XPand HM, Dimension XPand Plus, Dimension XPand Plus HM, Dimension EXL 200 (Siemens Healthcare Diagnostics | 9 | Alkalna fosfataza | RGN215500 | pakovanje | 4 Flex/ 360 | Siemens Healthcare Diagnostics Inc., SAD | Dimension Alkaline Phosphatase Flex reagent cartridge | 3939 | 20% | Teamedical d.o.o. | 105-23/24 | 08.10.2024 | 08.10.2025
Reagensi, izuzev za transfuziju | 404-1-110/24-44 | 248 | Reagensi za biohemijski analizatori DIMENSION RxL, Dimension RxL HM, Dimension RxL Max, Dimension RxL Max HM, Dimension Xpand, Dimension XPand HM, Dimension XPand Plus, Dimension XPand Plus HM, Dimension EXL 200 (Siemens Healthcare Diagnostics | 10 | ALP kalibrator | RGN215501 | pakovanje | 2x3x1mL | Siemens Healthcare Diagnostics Inc., SAD | Dimension Alkaline Phosphatase calibrator | 26450 | 20% | Teamedical d.o.o. | 105-23/24 | 08.10.2024 | 08.10.2025
Reagensi, izuzev za transfuziju | 404-1-110/24-44 | 248 | Reagensi za biohemijski analizatori DIMENSION RxL, Dimension RxL HM, Dimension RxL Max, Dimension RxL Max HM, Dimension Xpand, Dimension XPand HM, Dimension XPand Plus, Dimension XPand Plus HM, Dimension EXL 200 (Siemens Healthcare Diagnostics | 11 | ALT | RGN215502 | pakovanje | 4 Flex/ 240 | Siemens Healthcare Diagnostics Inc., SAD | Dimension Alanine Aminotransferase Flex reagent cartridge | 2559 | 20% | Teamedical d.o.o. | 105-23/24 | 08.10.2024 | 08.10.2025
Reagensi, izuzev za transfuziju | 404-1-110/24-44 | 248 | Reagensi za biohemijski analizatori DIMENSION RxL, Dimension RxL HM, Dimension RxL Max, Dimension RxL Max HM, Dimension Xpand, Dimension XPand HM, Dimension XPand Plus, Dimension XPand Plus HM, Dimension EXL 200 (Siemens Healthcare Diagnostics | 12 | Amonijak | RGN215503 | pakovanje | 4 Flex / 120 | Siemens Healthcare Diagnostics Inc., SAD | Dimension Ammonia Flex reagent cartridge | 33035 | 20% | Teamedical d.o.o. | 105-23/24 | 08.10.2024 | 08.10.2025
Reagensi, izuzev za transfuziju | 404-1-110/24-44 | 248 | Reagensi za biohemijski analizatori DIMENSION RxL, Dimension RxL HM, Dimension RxL Max, Dimension RxL Max HM, Dimension Xpand, Dimension XPand HM, Dimension XPand Plus, Dimension XPand Plus HM, Dimension EXL 200 (Siemens Healthcare Diagnostics | 13 | ASO | RGN215504 | pakovanje | 4 Flex/160 | Sentinel CH.S.p.A., Italija | ASO | 59211 | 20% | Teamedical d.o.o. | 105-23/24 | 08.10.2024 | 08.10.2025
Reagensi, izuzev za transfuziju | 404-1-110/24-44 | 248 | Reagensi za biohemijski analizatori DIMENSION RxL, Dimension RxL HM, Dimension RxL Max, Dimension RxL Max HM, Dimension Xpand, Dimension XPand HM, Dimension XPand Plus, Dimension XPand Plus HM, Dimension EXL 200 (Siemens Healthcare Diagnostics | 14 | ASO kalibrator set | RGN215505 | pakovanje | 5x(1x1ml) | Sentinel CH.S.p.A., Italija | ASO Calibrator Set | 27301 | 20% | Teamedical d.o.o. | 105-23/24 | 08.10.2024 | 08.10.2025
Reagensi, izuzev za transfuziju | 404-1-110/24-44 | 248 | Reagensi za biohemijski analizatori DIMENSION RxL, Dimension RxL HM, Dimension RxL Max, Dimension RxL Max HM, Dimension Xpand, Dimension XPand HM, Dimension XPand Plus, Dimension XPand Plus HM, Dimension EXL 200 (Siemens Healthcare Diagnostics | 15 | AST | RGN215506 | pakovanje | 4 Flex / 360 | Siemens Healthcare Diagnostics Inc., SAD | Dimension Aspartate Aminotransferase Flex reagent cartridge | 3069 | 20% | Teamedical d.o.o. | 105-23/24 | 08.10.2024 | 08.10.2025
Reagensi, izuzev za transfuziju | 404-1-110/24-44 | 248 | Reagensi za biohemijski analizatori DIMENSION RxL, Dimension RxL HM, Dimension RxL Max, Dimension RxL Max HM, Dimension Xpand, Dimension XPand HM, Dimension XPand Plus, Dimension XPand Plus HM, Dimension EXL 200 (Siemens Healthcare Diagnostics | 16 | Bikarbonati | RGN215507 | pakovanje | 4 Flex / 360 | Siemens Healthcare Diagnostics Inc., SAD | Dimension Enzymatic Carbonate Flex reagent cartridge | 18601 | 20% | Teamedical d.o.o. | 105-23/24 | 08.10.2024 | 08.10.2025
Reagensi, izuzev za transfuziju | 404-1-110/24-44 | 248 | Reagensi za biohemijski analizatori DIMENSION RxL, Dimension RxL HM, Dimension RxL Max, Dimension RxL Max HM, Dimension Xpand, Dimension XPand HM, Dimension XPand Plus, Dimension XPand Plus HM, Dimension EXL 200 (Siemens Healthcare Diagnostics | 17 | Bilirubi ukupni | RGN215508 | pakovanje | 8 Flex / 480 | Siemens Healthcare Diagnostics Inc., SAD | Dimension Total Bilirubin Flex reagent cartridge | 5794 | 20% | Teamedical d.o.o. | 105-23/24 | 08.10.2024 | 08.10.2025
Reagensi, izuzev za transfuziju | 404-1-110/24-44 | 248 | Reagensi za biohemijski analizatori DIMENSION RxL, Dimension RxL HM, Dimension RxL Max, Dimension RxL Max HM, Dimension Xpand, Dimension XPand HM, Dimension XPand Plus, Dimension XPand Plus HM, Dimension EXL 200 (Siemens Healthcare Diagnostics | 18 | Bilirubin direktni | RGN215509 | pakovanje | 8 Flex / 320 | Siemens Healthcare Diagnostics Inc., SAD | Dimension Direct Bilirubin Flex reagent cartridge | 3864 | 20% | Teamedical d.o.o. | 105-23/24 | 08.10.2024 | 08.10.2025
Reagensi, izuzev za transfuziju | 404-1-110/24-44 | 248 | Reagensi za biohemijski analizatori DIMENSION RxL, Dimension RxL HM, Dimension RxL Max, Dimension RxL Max HM, Dimension Xpand, Dimension XPand HM, Dimension XPand Plus, Dimension XPand Plus HM, Dimension EXL 200 (Siemens Healthcare Diagnostics | 19 | Bilirubin kalibrator | RGN215510 | pakovanje | 2 x 2 x 1 ml | Siemens Healthcare Diagnostics Inc., SAD | Dimension Bilirubin Calibrator | 24830 | 20% | Teamedical d.o.o. | 105-23/24 | 08.10.2024 | 08.10.2025
Reagensi, izuzev za transfuziju | 404-1-110/24-44 | 248 | Reagensi za biohemijski analizatori DIMENSION RxL, Dimension RxL HM, Dimension RxL Max, Dimension RxL Max HM, Dimension Xpand, Dimension XPand HM, Dimension XPand Plus, Dimension XPand Plus HM, Dimension EXL 200 (Siemens Healthcare Diagnostics | 20 | CHEM I kalibrator | RGN215511 | pakovanje | 2x3x2mL | Siemens Healthcare Diagnostics Inc., SAD | Dimension Chemistry I Calibrator | 16195 | 20% | Teamedical d.o.o. | 105-23/24 | 08.10.2024 | 08.10.2025
Reagensi, izuzev za transfuziju | 404-1-110/24-44 | 248 | Reagensi za biohemijski analizatori DIMENSION RxL, Dimension RxL HM, Dimension RxL Max, Dimension RxL Max HM, Dimension Xpand, Dimension XPand HM, Dimension XPand Plus, Dimension XPand Plus HM, Dimension EXL 200 (Siemens Healthcare Diagnostics | 21 | CHEM II kalibrator | RGN215512 | pakovanje | 2 x 3 x 1,2 ml | Siemens Healthcare Diagnostics Inc., SAD | Dimension Chemistry II Calibrator | 7560 | 20% | Teamedical d.o.o. | 105-23/24 | 08.10.2024 | 08.10.2025
Reagensi, izuzev za transfuziju | 404-1-110/24-44 | 248 | Reagensi za biohemijski analizatori DIMENSION RxL, Dimension RxL HM, Dimension RxL Max, Dimension RxL Max HM, Dimension Xpand, Dimension XPand HM, Dimension XPand Plus, Dimension XPand Plus HM, Dimension EXL 200 (Siemens Healthcare Diagnostics | 22 | CHEM III Kalibrator | RGN215513 | pakovanje | 2x3x2,5mL | Siemens Healthcare Diagnostics Inc., SAD | Dimension Chemistry III Calibrator | 8635 | 20% | Teamedical d.o.o. | 105-23/24 | 08.10.2024 | 08.10.2025
Reagensi, izuzev za transfuziju | 404-1-110/24-44 | 248 | Reagensi za biohemijski analizatori DIMENSION RxL, Dimension RxL HM, Dimension RxL Max, Dimension RxL Max HM, Dimension Xpand, Dimension XPand HM, Dimension XPand Plus, Dimension XPand Plus HM, Dimension EXL 200 (Siemens Healthcare Diagnostics | 23 | CHK | RGN215514 | pakovanje | 8 Flex / 240 | Siemens Healthcare Diagnostics Inc., SAD | Dimension CHK Flex reagent cartridge | 7821 | 20% | Teamedical d.o.o. | 105-23/24 | 08.10.2024 | 08.10.2025
Reagensi, izuzev za transfuziju | 404-1-110/24-44 | 248 | Reagensi za biohemijski analizatori DIMENSION RxL, Dimension RxL HM, Dimension RxL Max, Dimension RxL Max HM, Dimension Xpand, Dimension XPand HM, Dimension XPand Plus, Dimension XPand Plus HM, Dimension EXL 200 (Siemens Healthcare Diagnostics | 24 | CK | RGN215515 | pakovanje | 4 Flex / 480 | Siemens Healthcare Diagnostics Inc., SAD | Dimension Creatine Kinase Flex reagent cartridge | 18355 | 20% | Teamedical d.o.o. | 105-23/24 | 08.10.2024 | 08.10.2025
Reagensi, izuzev za transfuziju | 404-1-110/24-44 | 248 | Reagensi za biohemijski analizatori DIMENSION RxL, Dimension RxL HM, Dimension RxL Max, Dimension RxL Max HM, Dimension Xpand, Dimension XPand HM, Dimension XPand Plus, Dimension XPand Plus HM, Dimension EXL 200 (Siemens Healthcare Diagnostics | 25 | CK/MB kalibrator | RGN215516 | pakovanje | 2 x 2 x 2 ml | Siemens Healthcare Diagnostics Inc., SAD | Dimension CKI/MBI Calibrator | 18547 | 20% | Teamedical d.o.o. | 105-23/24 | 08.10.2024 | 08.10.2025
Reagensi, izuzev za transfuziju | 404-1-110/24-44 | 248 | Reagensi za biohemijski analizatori DIMENSION RxL, Dimension RxL HM, Dimension RxL Max, Dimension RxL Max HM, Dimension Xpand, Dimension XPand HM, Dimension XPand Plus, Dimension XPand Plus HM, Dimension EXL 200 (Siemens Healthcare Diagnostics | 26 | CK-MB | RGN215517 | pakovanje | 120 testova | Siemens Healthcare Diagnostics Inc., SAD | Dimension Creatine Kinase MB Flex reagent cartridge | 20770 | 20% | Teamedical d.o.o. | 105-23/24 | 08.10.2024 | 08.10.2025
Reagensi, izuzev za transfuziju | 404-1-110/24-44 | 248 | Reagensi za biohemijski analizatori DIMENSION RxL, Dimension RxL HM, Dimension RxL Max, Dimension RxL Max HM, Dimension Xpand, Dimension XPand HM, Dimension XPand Plus, Dimension XPand Plus HM, Dimension EXL 200 (Siemens Healthcare Diagnostics | 27 | CSA - Ciklosporin kalibrator | RGN215518 | pakovanje | ( 2 x 1 x 2,5 mL + 1 x 4 x 2 mL) | Siemens Healthcare Diagnostics Inc., SAD | Dimension Cyclosporine Calibrator | 55129 | 20% | Teamedical d.o.o. | 105-23/24 | 08.10.2024 | 08.10.2025
Reagensi, izuzev za transfuziju | 404-1-110/24-44 | 248 | Reagensi za biohemijski analizatori DIMENSION RxL, Dimension RxL HM, Dimension RxL Max, Dimension RxL Max HM, Dimension Xpand, Dimension XPand HM, Dimension XPand Plus, Dimension XPand Plus HM, Dimension EXL 200 (Siemens Healthcare Diagnostics | 28 | Cuvette Cartridge | RGN215519 | pakovanje | 1 kaseta/ 12.000 | Siemens Healthcare Diagnostics Inc., SAD | Dimension Cuvette Cartridge | 53294 | 20% | Teamedical d.o.o. | 105-23/24 | 08.10.2024 | 08.10.2025
Reagensi, izuzev za transfuziju | 404-1-110/24-44 | 248 | Reagensi za biohemijski analizatori DIMENSION RxL, Dimension RxL HM, Dimension RxL Max, Dimension RxL Max HM, Dimension Xpand, Dimension XPand HM, Dimension XPand Plus, Dimension XPand Plus HM, Dimension EXL 200 (Siemens Healthcare Diagnostics | 29 | čašice sa poklopcem | RGN215520 | pakovanje | 1000 komada | Siemens Healthcare Diagnostics Inc., SAD | Dimension/Dimension Vista Sample cups | 6748 | 20% | Teamedical d.o.o. | 105-23/24 | 08.10.2024 | 08.10.2025
Reagensi, izuzev za transfuziju | 404-1-110/24-44 | 248 | Reagensi za biohemijski analizatori DIMENSION RxL, Dimension RxL HM, Dimension RxL Max, Dimension RxL Max HM, Dimension Xpand, Dimension XPand HM, Dimension XPand Plus, Dimension XPand Plus HM, Dimension EXL 200 (Siemens Healthcare Diagnostics | 30 | Drug kalibrator II (Drug Cal II) | RGN215521 | pakovanje | 2 x 5 x 5 ml | Siemens Healthcare Diagnostics Inc., SAD | Dimension Drug Calibrator II | 39141 | 20% | Teamedical d.o.o. | 105-23/24 | 08.10.2024 | 08.10.2025
Reagensi, izuzev za transfuziju | 404-1-110/24-44 | 248 | Reagensi za biohemijski analizatori DIMENSION RxL, Dimension RxL HM, Dimension RxL Max, Dimension RxL Max HM, Dimension Xpand, Dimension XPand HM, Dimension XPand Plus, Dimension XPand Plus HM, Dimension EXL 200 (Siemens Healthcare Diagnostics | 31 | ENZ I kalibrator | RGN215522 | pakovanje | 2 x 2 x 1,5 ml | Siemens Healthcare Diagnostics Inc., SAD | Dimension Enzyme I calibrator | 19228 | 20% | Teamedical d.o.o. | 105-23/24 | 08.10.2024 | 08.10.2025
Reagensi, izuzev za transfuziju | 404-1-110/24-44 | 248 | Reagensi za biohemijski analizatori DIMENSION RxL, Dimension RxL HM, Dimension RxL Max, Dimension RxL Max HM, Dimension Xpand, Dimension XPand HM, Dimension XPand Plus, Dimension XPand Plus HM, Dimension EXL 200 (Siemens Healthcare Diagnostics | 32 | ENZ II kalibrator | RGN215523 | pakovanje | 2x3x1,5mL | Siemens Healthcare Diagnostics Inc., SAD | Dimension Enzyme II calibrator | 19838 | 20% | Teamedical d.o.o. | 105-23/24 | 08.10.2024 | 08.10.2025
Reagensi, izuzev za transfuziju | 404-1-110/24-44 | 248 | Reagensi za biohemijski analizatori DIMENSION RxL, Dimension RxL HM, Dimension RxL Max, Dimension RxL Max HM, Dimension Xpand, Dimension XPand HM, Dimension XPand Plus, Dimension XPand Plus HM, Dimension EXL 200 (Siemens Healthcare Diagnostics | 33 | Enzyme Verifier | RGN215524 | pakovanje | 2 x 3 x 2 ml | Siemens Healthcare Diagnostics Inc., SAD | Dimension Enzyme Verifier | 17404 | 20% | Teamedical d.o.o. | 105-23/24 | 08.10.2024 | 08.10.2025
Reagensi, izuzev za transfuziju | 404-1-110/24-44 | 248 | Reagensi za biohemijski analizatori DIMENSION RxL, Dimension RxL HM, Dimension RxL Max, Dimension RxL Max HM, Dimension Xpand, Dimension XPand HM, Dimension XPand Plus, Dimension XPand Plus HM, Dimension EXL 200 (Siemens Healthcare Diagnostics | 34 | Fosfor | RGN215525 | pakovanje | 4 Flex/ 480 | Siemens Healthcare Diagnostics Inc., SAD | Dimension Phosphorus Flex reagent cartridge | 3478 | 20% | Teamedical d.o.o. | 105-23/24 | 08.10.2024 | 08.10.2025
Reagensi, izuzev za transfuziju | 404-1-110/24-44 | 248 | Reagensi za biohemijski analizatori DIMENSION RxL, Dimension RxL HM, Dimension RxL Max, Dimension RxL Max HM, Dimension Xpand, Dimension XPand HM, Dimension XPand Plus, Dimension XPand Plus HM, Dimension EXL 200 (Siemens Healthcare Diagnostics | 35 | Gentamicin | RGN215526 | pakovanje | 4 Flex / 80 | Siemens Healthcare Diagnostics Inc., SAD | Dimension Gentamicin Flex reagent cartridge | 45338 | 20% | Teamedical d.o.o. | 105-23/24 | 08.10.2024 | 08.10.2025
Reagensi, izuzev za transfuziju | 404-1-110/24-44 | 248 | Reagensi za biohemijski analizatori DIMENSION RxL, Dimension RxL HM, Dimension RxL Max, Dimension RxL Max HM, Dimension Xpand, Dimension XPand HM, Dimension XPand Plus, Dimension XPand Plus HM, Dimension EXL 200 (Siemens Healthcare Diagnostics | 36 | GGT | RGN215527 | pakovanje | 4 Flex /288 | Siemens Healthcare Diagnostics Inc., SAD | Dimension y-Glutamyl Transferase Flex reagent cartridge | 4058 | 20% | Teamedical d.o.o. | 105-23/24 | 08.10.2024 | 08.10.2025
Reagensi, izuzev za transfuziju | 404-1-110/24-44 | 248 | Reagensi za biohemijski analizatori DIMENSION RxL, Dimension RxL HM, Dimension RxL Max, Dimension RxL Max HM, Dimension Xpand, Dimension XPand HM, Dimension XPand Plus, Dimension XPand Plus HM, Dimension EXL 200 (Siemens Healthcare Diagnostics | 37 | Glukoza | RGN215528 | pakovanje | 4 Flex / 1.440 | Siemens Healthcare Diagnostics Inc., SAD | Dimension Glucose Flex reagent cartridge | 10031 | 20% | Teamedical d.o.o. | 105-23/24 | 08.10.2024 | 08.10.2025
Reagensi, izuzev za transfuziju | 404-1-110/24-44 | 248 | Reagensi za biohemijski analizatori DIMENSION RxL, Dimension RxL HM, Dimension RxL Max, Dimension RxL Max HM, Dimension Xpand, Dimension XPand HM, Dimension XPand Plus, Dimension XPand Plus HM, Dimension EXL 200 (Siemens Healthcare Diagnostics | 38 | Gvožđe | RGN215529 | pakovanje | 4 Flex / 240 | Siemens Healthcare Diagnostics Inc., SAD | Dimension Iron Flex reagent cartridge | 3409 | 20% | Teamedical d.o.o. | 105-23/24 | 08.10.2024 | 08.10.2025
Reagensi, izuzev za transfuziju | 404-1-110/24-44 | 248 | Reagensi za biohemijski analizatori DIMENSION RxL, Dimension RxL HM, Dimension RxL Max, Dimension RxL Max HM, Dimension Xpand, Dimension XPand HM, Dimension XPand Plus, Dimension XPand Plus HM, Dimension EXL 200 (Siemens Healthcare Diagnostics | 39 | Gvožđe kalibrator | RGN215530 | pakovanje | 2x2x1,2 ml | Siemens Healthcare Diagnostics Inc., SAD | Dimension Iron Calibrator | 7008 | 20% | Teamedical d.o.o. | 105-23/24 | 08.10.2024 | 08.10.2025
Reagensi, izuzev za transfuziju | 404-1-110/24-44 | 248 | Reagensi za biohemijski analizatori DIMENSION RxL, Dimension RxL HM, Dimension RxL Max, Dimension RxL Max HM, Dimension Xpand, Dimension XPand HM, Dimension XPand Plus, Dimension XPand Plus HM, Dimension EXL 200 (Siemens Healthcare Diagnostics | 40 | HbA1c | RGN215531 | pakovanje | 6 Flex / 120 | Siemens Healthcare Diagnostics Inc., SAD | Dimension A1C Kit | 65443 | 20% | Teamedical d.o.o. | 105-23/24 | 08.10.2024 | 08.10.2025
Reagensi, izuzev za transfuziju | 404-1-110/24-44 | 248 | Reagensi za biohemijski analizatori DIMENSION RxL, Dimension RxL HM, Dimension RxL Max, Dimension RxL Max HM, Dimension Xpand, Dimension XPand HM, Dimension XPand Plus, Dimension XPand Plus HM, Dimension EXL 200 (Siemens Healthcare Diagnostics | 41 | HDL Holesterol | RGN215532 | pakovanje | 8 Flex / 240 | Siemens Healthcare Diagnostics Inc., SAD | Dimension Automated HDL Cholesterol Flex reagent cartridge | 13296 | 20% | Teamedical d.o.o. | 105-23/24 | 08.10.2024 | 08.10.2025
Reagensi, izuzev za transfuziju | 404-1-110/24-44 | 248 | Reagensi za biohemijski analizatori DIMENSION RxL, Dimension RxL HM, Dimension RxL Max, Dimension RxL Max HM, Dimension Xpand, Dimension XPand HM, Dimension XPand Plus, Dimension XPand Plus HM, Dimension EXL 200 (Siemens Healthcare Diagnostics | 42 | HDL holesterol kalibrator | RGN215533 | pakovanje | 2x3x1 ml | Siemens Healthcare Diagnostics Inc., SAD | Dimension AHDL Calibrator | 16688 | 20% | Teamedical d.o.o. | 105-23/24 | 08.10.2024 | 08.10.2025
Reagensi, izuzev za transfuziju | 404-1-110/24-44 | 248 | Reagensi za biohemijski analizatori DIMENSION RxL, Dimension RxL HM, Dimension RxL Max, Dimension RxL Max HM, Dimension Xpand, Dimension XPand HM, Dimension XPand Plus, Dimension XPand Plus HM, Dimension EXL 200 (Siemens Healthcare Diagnostics | 43 | Holesterol | RGN215534 | pakovanje | 8 Flex / 480 | Siemens Healthcare Diagnostics Inc., SAD | Dimension Cholesterol Flex reagent cartridge | 6251 | 20% | Teamedical d.o.o. | 105-23/24 | 08.10.2024 | 08.10.2025
Reagensi, izuzev za transfuziju | 404-1-110/24-44 | 248 | Reagensi za biohemijski analizatori DIMENSION RxL, Dimension RxL HM, Dimension RxL Max, Dimension RxL Max HM, Dimension Xpand, Dimension XPand HM, Dimension XPand Plus, Dimension XPand Plus HM, Dimension EXL 200 (Siemens Healthcare Diagnostics | 44 | Holesterol kalibrator | RGN215535 | pakovanje | 2x3x1 ml | Siemens Healthcare Diagnostics Inc., SAD | Dimension CHOL Calibrator | 13494 | 20% | Teamedical d.o.o. | 105-23/24 | 08.10.2024 | 08.10.2025
Reagensi, izuzev za transfuziju | 404-1-110/24-44 | 248 | Reagensi za biohemijski analizatori DIMENSION RxL, Dimension RxL HM, Dimension RxL Max, Dimension RxL Max HM, Dimension Xpand, Dimension XPand HM, Dimension XPand Plus, Dimension XPand Plus HM, Dimension EXL 200 (Siemens Healthcare Diagnostics | 45 | Holinesteraza | RGN215536 | pakovanje | 4 Flex / 120 | Siemens Healthcare Diagnostics Inc., SAD | Dimension Pseudocholinesterase Flex reagent cartridge | 9347 | 20% | Teamedical d.o.o. | 105-23/24 | 08.10.2024 | 08.10.2025
Reagensi, izuzev za transfuziju | 404-1-110/24-44 | 248 | Reagensi za biohemijski analizatori DIMENSION RxL, Dimension RxL HM, Dimension RxL Max, Dimension RxL Max HM, Dimension Xpand, Dimension XPand HM, Dimension XPand Plus, Dimension XPand Plus HM, Dimension EXL 200 (Siemens Healthcare Diagnostics | 46 | hsCRP | RGN215537 | pakovanje | 4 Flex / 120 | Siemens Healthcare Diagnostics Inc., SAD | Dimesion C-Reactive Protein Extended Range Flex reagent cartridge | 9141 | 20% | Teamedical d.o.o. | 105-23/24 | 08.10.2024 | 08.10.2025
Reagensi, izuzev za transfuziju | 404-1-110/24-44 | 248 | Reagensi za biohemijski analizatori DIMENSION RxL, Dimension RxL HM, Dimension RxL Max, Dimension RxL Max HM, Dimension Xpand, Dimension XPand HM, Dimension XPand Plus, Dimension XPand Plus HM, Dimension EXL 200 (Siemens Healthcare Diagnostics | 47 | hsCRP kalibrator | RGN215538 | pakovanje | 2 x 5 x 1 ml | Siemens Healthcare Diagnostics Inc., SAD | Dimension Revised C-Reaktive Protein Calibrator | 31030 | 20% | Teamedical d.o.o. | 105-23/24 | 08.10.2024 | 08.10.2025
Reagensi, izuzev za transfuziju | 404-1-110/24-44 | 248 | Reagensi za biohemijski analizatori DIMENSION RxL, Dimension RxL HM, Dimension RxL Max, Dimension RxL Max HM, Dimension Xpand, Dimension XPand HM, Dimension XPand Plus, Dimension XPand Plus HM, Dimension EXL 200 (Siemens Healthcare Diagnostics | 48 | IgA - Immunglobulin | RGN215539 | pakovanje | 4 Flex / 120 | Siemens Healthcare Diagnostics Inc., SAD | Dimension Immunglobulin A Flex reagent cartridge | 45112 | 20% | Teamedical d.o.o. | 105-23/24 | 08.10.2024 | 08.10.2025
Reagensi, izuzev za transfuziju | 404-1-110/24-44 | 248 | Reagensi za biohemijski analizatori DIMENSION RxL, Dimension RxL HM, Dimension RxL Max, Dimension RxL Max HM, Dimension Xpand, Dimension XPand HM, Dimension XPand Plus, Dimension XPand Plus HM, Dimension EXL 200 (Siemens Healthcare Diagnostics | 49 | IgG - Immunglobulin | RGN215540 | pakovanje | 4 Flex / 120 | Siemens Healthcare Diagnostics Inc., SAD | Dimension Immunglobulin G Flex reagent cartridge | 45112 | 20% | Teamedical d.o.o. | 105-23/24 | 08.10.2024 | 08.10.2025
Reagensi, izuzev za transfuziju | 404-1-110/24-44 | 248 | Reagensi za biohemijski analizatori DIMENSION RxL, Dimension RxL HM, Dimension RxL Max, Dimension RxL Max HM, Dimension Xpand, Dimension XPand HM, Dimension XPand Plus, Dimension XPand Plus HM, Dimension EXL 200 (Siemens Healthcare Diagnostics | 50 | IgM - Immunglobulin | RGN215541 | pakovanje | 4 Flex / 120 | Siemens Healthcare Diagnostics Inc., SAD | Dimension Immunglobulin M Flex reagent cartridge | 45112 | 20% | Teamedical d.o.o. | 105-23/24 | 08.10.2024 | 08.10.2025
Reagensi, izuzev za transfuziju | 404-1-110/24-44 | 248 | Reagensi za biohemijski analizatori DIMENSION RxL, Dimension RxL HM, Dimension RxL Max, Dimension RxL Max HM, Dimension Xpand, Dimension XPand HM, Dimension XPand Plus, Dimension XPand Plus HM, Dimension EXL 200 (Siemens Healthcare Diagnostics | 51 | Kalcijum | RGN215542 | pakovanje | 8 Flex / 480 | Siemens Healthcare Diagnostics Inc., SAD | Dimension Calcium Flex reagent cartridge | 5794 | 20% | Teamedical d.o.o. | 105-23/24 | 08.10.2024 | 08.10.2025
Reagensi, izuzev za transfuziju | 404-1-110/24-44 | 248 | Reagensi za biohemijski analizatori DIMENSION RxL, Dimension RxL HM, Dimension RxL Max, Dimension RxL Max HM, Dimension Xpand, Dimension XPand HM, Dimension XPand Plus, Dimension XPand Plus HM, Dimension EXL 200 (Siemens Healthcare Diagnostics | 52 | Kalibrator za Litijum | RGN215543 | pakovanje | 2 x 5 x 3 ml | Siemens Healthcare Diagnostics Inc., SAD | Dimension Drug Calibrator | 21864 | 20% | Teamedical d.o.o. | 105-23/24 | 08.10.2024 | 08.10.2025
Reagensi, izuzev za transfuziju | 404-1-110/24-44 | 248 | Reagensi za biohemijski analizatori DIMENSION RxL, Dimension RxL HM, Dimension RxL Max, Dimension RxL Max HM, Dimension Xpand, Dimension XPand HM, Dimension XPand Plus, Dimension XPand Plus HM, Dimension EXL 200 (Siemens Healthcare Diagnostics | 53 | komplement C3 | RGN215544 | pakovanje | 4 Flex / 120 | Siemens Healthcare Diagnostics Inc., SAD | Dimension Complement C3 Flex reagent cartridge | 45112 | 20% | Teamedical d.o.o. | 105-23/24 | 08.10.2024 | 08.10.2025
Reagensi, izuzev za transfuziju | 404-1-110/24-44 | 248 | Reagensi za biohemijski analizatori DIMENSION RxL, Dimension RxL HM, Dimension RxL Max, Dimension RxL Max HM, Dimension Xpand, Dimension XPand HM, Dimension XPand Plus, Dimension XPand Plus HM, Dimension EXL 200 (Siemens Healthcare Diagnostics | 54 | komplement C4 | RGN215545 | pakovanje | 4 Flex / 120 | Siemens Healthcare Diagnostics Inc., SAD | Dimension Complement C4 Flex reagent cartridge | 45112 | 20% | Teamedical d.o.o. | 105-23/24 | 08.10.2024 | 08.10.2025
Reagensi, izuzev za transfuziju | 404-1-110/24-44 | 248 | Reagensi za biohemijski analizatori DIMENSION RxL, Dimension RxL HM, Dimension RxL Max, Dimension RxL Max HM, Dimension Xpand, Dimension XPand HM, Dimension XPand Plus, Dimension XPand Plus HM, Dimension EXL 200 (Siemens Healthcare Diagnostics | 55 | Kreatinin | RGN215546 | pakovanje | 4 Flex / 480 | Siemens Healthcare Diagnostics Inc., SAD | Dimension Creatinine Flex reagent cartridge | 2660 | 20% | Teamedical d.o.o. | 105-23/24 | 08.10.2024 | 08.10.2025
Reagensi, izuzev za transfuziju | 404-1-110/24-44 | 248 | Reagensi za biohemijski analizatori DIMENSION RxL, Dimension RxL HM, Dimension RxL Max, Dimension RxL Max HM, Dimension Xpand, Dimension XPand HM, Dimension XPand Plus, Dimension XPand Plus HM, Dimension EXL 200 (Siemens Healthcare Diagnostics | 56 | Laktat | RGN215547 | pakovanje | 4 Flex / 120 | Siemens Healthcare Diagnostics Inc., SAD | Dimension Lactic Acid Flex reagent cartridge | 21242 | 20% | Teamedical d.o.o. | 105-23/24 | 08.10.2024 | 08.10.2025
Reagensi, izuzev za transfuziju | 404-1-110/24-44 | 248 | Reagensi za biohemijski analizatori DIMENSION RxL, Dimension RxL HM, Dimension RxL Max, Dimension RxL Max HM, Dimension Xpand, Dimension XPand HM, Dimension XPand Plus, Dimension XPand Plus HM, Dimension EXL 200 (Siemens Healthcare Diagnostics | 57 | LDH | RGN215548 | pakovanje | 4 Flex / 480 | Siemens Healthcare Diagnostics Inc., SAD | Dimension Lactate Dehydrogenase Flex reagent cartridge | 6764 | 20% | Teamedical d.o.o. | 105-23/24 | 08.10.2024 | 08.10.2025
Reagensi, izuzev za transfuziju | 404-1-110/24-44 | 248 | Reagensi za biohemijski analizatori DIMENSION RxL, Dimension RxL HM, Dimension RxL Max, Dimension RxL Max HM, Dimension Xpand, Dimension XPand HM, Dimension XPand Plus, Dimension XPand Plus HM, Dimension EXL 200 (Siemens Healthcare Diagnostics | 58 | Lipaza | RGN215549 | pakovanje | 4 Flex / 120 | Siemens Healthcare Diagnostics Inc., SAD | Dimension Lipase Flex reagent cartridge | 16519 | 20% | Teamedical d.o.o. | 105-23/24 | 08.10.2024 | 08.10.2025
Reagensi, izuzev za transfuziju | 404-1-110/24-44 | 248 | Reagensi za biohemijski analizatori DIMENSION RxL, Dimension RxL HM, Dimension RxL Max, Dimension RxL Max HM, Dimension Xpand, Dimension XPand HM, Dimension XPand Plus, Dimension XPand Plus HM, Dimension EXL 200 (Siemens Healthcare Diagnostics | 59 | Lipaza kalibrator | RGN215550 | pakovanje | 2x3x1 ml | Siemens Healthcare Diagnostics Inc., SAD | Dimension Lipase Calibrator | 16194 | 20% | Teamedical d.o.o. | 105-23/24 | 08.10.2024 | 08.10.2025
Reagensi, izuzev za transfuziju | 404-1-110/24-44 | 248 | Reagensi za biohemijski analizatori DIMENSION RxL, Dimension RxL HM, Dimension RxL Max, Dimension RxL Max HM, Dimension Xpand, Dimension XPand HM, Dimension XPand Plus, Dimension XPand Plus HM, Dimension EXL 200 (Siemens Healthcare Diagnostics | 60 | Litijum | RGN215551 | pakovanje | 4 Flex / 80 | Siemens Healthcare Diagnostics Inc., SAD | Dimension Lithium Flex reagent cartridge | 16366 | 20% | Teamedical d.o.o. | 105-23/24 | 08.10.2024 | 08.10.2025
Reagensi, izuzev za transfuziju | 404-1-110/24-44 | 248 | Reagensi za biohemijski analizatori DIMENSION RxL, Dimension RxL HM, Dimension RxL Max, Dimension RxL Max HM, Dimension Xpand, Dimension XPand HM, Dimension XPand Plus, Dimension XPand Plus HM, Dimension EXL 200 (Siemens Healthcare Diagnostics | 61 | Magnezijum | RGN215552 | pakovanje | 4 Flex / 120 | Siemens Healthcare Diagnostics Inc., SAD | Dimension Magnesium Flex reagent cartridge | 8318 | 20% | Teamedical d.o.o. | 105-23/24 | 08.10.2024 | 08.10.2025
Reagensi, izuzev za transfuziju | 404-1-110/24-44 | 248 | Reagensi za biohemijski analizatori DIMENSION RxL, Dimension RxL HM, Dimension RxL Max, Dimension RxL Max HM, Dimension Xpand, Dimension XPand HM, Dimension XPand Plus, Dimension XPand Plus HM, Dimension EXL 200 (Siemens Healthcare Diagnostics | 62 | male čašice a 1.0 ml | RGN215553 | pakovanje | 1000 komada | Siemens Healthcare Diagnostics Inc., SAD | Dimension Small Sample container (SSC) | 6748 | 20% | Teamedical d.o.o. | 105-23/24 | 08.10.2024 | 08.10.2025
Reagensi, izuzev za transfuziju | 404-1-110/24-44 | 248 | Reagensi za biohemijski analizatori DIMENSION RxL, Dimension RxL HM, Dimension RxL Max, Dimension RxL Max HM, Dimension Xpand, Dimension XPand HM, Dimension XPand Plus, Dimension XPand Plus HM, Dimension EXL 200 (Siemens Healthcare Diagnostics | 63 | Mikroalbumin | RGN215554 | pakovanje | 4 Flex / 80 | Siemens Healthcare Diagnostics Inc., SAD | Dimension Microalbumin Flex reagent cartridge | 37375 | 20% | Teamedical d.o.o. | 105-23/24 | 08.10.2024 | 08.10.2025
Reagensi, izuzev za transfuziju | 404-1-110/24-44 | 248 | Reagensi za biohemijski analizatori DIMENSION RxL, Dimension RxL HM, Dimension RxL Max, Dimension RxL Max HM, Dimension Xpand, Dimension XPand HM, Dimension XPand Plus, Dimension XPand Plus HM, Dimension EXL 200 (Siemens Healthcare Diagnostics | 64 | Mikroalbumin kalibrator | RGN215555 | pakovanje | 2x5x1 ml | Siemens Healthcare Diagnostics Inc., SAD | Dimension Microalbumin Calibrator | 24994 | 20% | Teamedical d.o.o. | 105-23/24 | 08.10.2024 | 08.10.2025
Reagensi, izuzev za transfuziju | 404-1-110/24-44 | 248 | Reagensi za biohemijski analizatori DIMENSION RxL, Dimension RxL HM, Dimension RxL Max, Dimension RxL Max HM, Dimension Xpand, Dimension XPand HM, Dimension XPand Plus, Dimension XPand Plus HM, Dimension EXL 200 (Siemens Healthcare Diagnostics | 65 | Mokraćna kiselina | RGN215556 | pakovanje | 8 Flex / 480 | Siemens Healthcare Diagnostics Inc., SAD | Dimension Uric Acid Flex reagent cartridge | 5571 | 20% | Teamedical d.o.o. | 105-23/24 | 08.10.2024 | 08.10.2025
Reagensi, izuzev za transfuziju | 404-1-110/24-44 | 248 | Reagensi za biohemijski analizatori DIMENSION RxL, Dimension RxL HM, Dimension RxL Max, Dimension RxL Max HM, Dimension Xpand, Dimension XPand HM, Dimension XPand Plus, Dimension XPand Plus HM, Dimension EXL 200 (Siemens Healthcare Diagnostics | 66 | Pseudocholinesterasa Verifier (PCHE-V) | RGN215557 | pakovanje | 2 x 3 x 2 ml | Siemens Healthcare Diagnostics Inc., SAD | Dimension Pesudocholinesterasa Verifier | 7008 | 20% | Teamedical d.o.o. | 105-23/24 | 08.10.2024 | 08.10.2025
Reagensi, izuzev za transfuziju | 404-1-110/24-44 | 248 | Reagensi za biohemijski analizatori DIMENSION RxL, Dimension RxL HM, Dimension RxL Max, Dimension RxL Max HM, Dimension Xpand, Dimension XPand HM, Dimension XPand Plus, Dimension XPand Plus HM, Dimension EXL 200 (Siemens Healthcare Diagnostics | 67 | Prealbumin | RGN215558 | pakovanje | 4 Flex / 120 | Siemens Healthcare Diagnostics Inc., SAD | Dimension Prealbumin Flex reagent cartridge | 37399 | 20% | Teamedical d.o.o. | 105-23/24 | 08.10.2024 | 08.10.2025
Reagensi, izuzev za transfuziju | 404-1-110/24-44 | 248 | Reagensi za biohemijski analizatori DIMENSION RxL, Dimension RxL HM, Dimension RxL Max, Dimension RxL Max HM, Dimension Xpand, Dimension XPand HM, Dimension XPand Plus, Dimension XPand Plus HM, Dimension EXL 200 (Siemens Healthcare Diagnostics | 68 | Prealbumin Kalibrator | RGN215559 | pakovanje | 2x5x1 ml | Siemens Healthcare Diagnostics Inc., SAD | Dimension Prealbumin Calibrator | 24830 | 20% | Teamedical d.o.o. | 105-23/24 | 08.10.2024 | 08.10.2025
Reagensi, izuzev za transfuziju | 404-1-110/24-44 | 248 | Reagensi za biohemijski analizatori DIMENSION RxL, Dimension RxL HM, Dimension RxL Max, Dimension RxL Max HM, Dimension Xpand, Dimension XPand HM, Dimension XPand Plus, Dimension XPand Plus HM, Dimension EXL 200 (Siemens Healthcare Diagnostics | 69 | Printer papir | RGN215560 | pakovanje | 1x4komada | Siemens Healthcare Diagnostics Inc., SAD | Dimension XL/RxL Printer Paper | 20241 | 20% | Teamedical d.o.o. | 105-23/24 | 08.10.2024 | 08.10.2025
Reagensi, izuzev za transfuziju | 404-1-110/24-44 | 248 | Reagensi za biohemijski analizatori DIMENSION RxL, Dimension RxL HM, Dimension RxL Max, Dimension RxL Max HM, Dimension Xpand, Dimension XPand HM, Dimension XPand Plus, Dimension XPand Plus HM, Dimension EXL 200 (Siemens Healthcare Diagnostics | 70 | Quiciklyte Multi senzor Na/K/Cl cartidge | RGN215561 | pakovanje | Set/4 komada | Siemens Healthcare Diagnostics Inc., SAD | Dimension Quicklyte Integrated Multisensor | 21582 | 20% | Teamedical d.o.o. | 105-23/24 | 08.10.2024 | 08.10.2025
Reagensi, izuzev za transfuziju | 404-1-110/24-44 | 248 | Reagensi za biohemijski analizatori DIMENSION RxL, Dimension RxL HM, Dimension RxL Max, Dimension RxL Max HM, Dimension Xpand, Dimension XPand HM, Dimension XPand Plus, Dimension XPand Plus HM, Dimension EXL 200 (Siemens Healthcare Diagnostics | 71 | Quiciklyte Multisensor dilution check | RGN215562 | pakovanje | 50 ml | Siemens Healthcare Diagnostics Inc., SAD | Dimension Quicklyte Dilution Check | 9450 | 20% | Teamedical d.o.o. | 105-23/24 | 08.10.2024 | 08.10.2025
Reagensi, izuzev za transfuziju | 404-1-110/24-44 | 248 | Reagensi za biohemijski analizatori DIMENSION RxL, Dimension RxL HM, Dimension RxL Max, Dimension RxL Max HM, Dimension Xpand, Dimension XPand HM, Dimension XPand Plus, Dimension XPand Plus HM, Dimension EXL 200 (Siemens Healthcare Diagnostics | 72 | Quiciklyte Multisensor Flush Solution | RGN215563 | pakovanje | 3x1000ml | Siemens Healthcare Diagnostics Inc., SAD | Dimension Quicklyte Flush Solution | 27668 | 20% | Teamedical d.o.o. | 105-23/24 | 08.10.2024 | 08.10.2025
Reagensi, izuzev za transfuziju | 404-1-110/24-44 | 248 | Reagensi za biohemijski analizatori DIMENSION RxL, Dimension RxL HM, Dimension RxL Max, Dimension RxL Max HM, Dimension Xpand, Dimension XPand HM, Dimension XPand Plus, Dimension XPand Plus HM, Dimension EXL 200 (Siemens Healthcare Diagnostics | 73 | Quiciklyte Multisensor Sample diluent | RGN215564 | pakovanje | 6x500ml | Siemens Healthcare Diagnostics Inc., SAD | Dimension Quicklyte Sample diluent | 24281 | 20% | Teamedical d.o.o. | 105-23/24 | 08.10.2024 | 08.10.2025
Reagensi, izuzev za transfuziju | 404-1-110/24-44 | 248 | Reagensi za biohemijski analizatori DIMENSION RxL, Dimension RxL HM, Dimension RxL Max, Dimension RxL Max HM, Dimension Xpand, Dimension XPand HM, Dimension XPand Plus, Dimension XPand Plus HM, Dimension EXL 200 (Siemens Healthcare Diagnostics | 74 | Quiciklyte Standard A | RGN215565 | pakovanje | 3x1000ml | Siemens Healthcare Diagnostics Inc., SAD | Dimension Quicklyte Standard A | 27668 | 20% | Teamedical d.o.o. | 105-23/24 | 08.10.2024 | 08.10.2025
Reagensi, izuzev za transfuziju | 404-1-110/24-44 | 248 | Reagensi za biohemijski analizatori DIMENSION RxL, Dimension RxL HM, Dimension RxL Max, Dimension RxL Max HM, Dimension Xpand, Dimension XPand HM, Dimension XPand Plus, Dimension XPand Plus HM, Dimension EXL 200 (Siemens Healthcare Diagnostics | 75 | Quiciklyte Standard B | RGN215566 | pakovanje | 3x300ml | Siemens Healthcare Diagnostics Inc., SAD | Dimension Quicklyte Standard B | 27668 | 20% | Teamedical d.o.o. | 105-23/24 | 08.10.2024 | 08.10.2025
Reagensi, izuzev za transfuziju | 404-1-110/24-44 | 248 | Reagensi za biohemijski analizatori DIMENSION RxL, Dimension RxL HM, Dimension RxL Max, Dimension RxL Max HM, Dimension Xpand, Dimension XPand HM, Dimension XPand Plus, Dimension XPand Plus HM, Dimension EXL 200 (Siemens Healthcare Diagnostics | 76 | Reagent Probe Cleaner | RGN215567 | pakovanje | 500 ml | Siemens Healthcare Diagnostics Inc., SAD | Dimension Reagent Probe Cleaner | 12816 | 20% | Teamedical d.o.o. | 105-23/24 | 08.10.2024 | 08.10.2025
Reagensi, izuzev za transfuziju | 404-1-110/24-44 | 248 | Reagensi za biohemijski analizatori DIMENSION RxL, Dimension RxL HM, Dimension RxL Max, Dimension RxL Max HM, Dimension Xpand, Dimension XPand HM, Dimension XPand Plus, Dimension XPand Plus HM, Dimension EXL 200 (Siemens Healthcare Diagnostics | 77 | RF | RGN215568 | pakovanje | 1 Kit / 144 | Sentinel CH.S.p.A., Italija | RF Latex Autom NG | 53874 | 20% | Teamedical d.o.o. | 105-23/24 | 08.10.2024 | 08.10.2025
Reagensi, izuzev za transfuziju | 404-1-110/24-44 | 248 | Reagensi za biohemijski analizatori DIMENSION RxL, Dimension RxL HM, Dimension RxL Max, Dimension RxL Max HM, Dimension Xpand, Dimension XPand HM, Dimension XPand Plus, Dimension XPand Plus HM, Dimension EXL 200 (Siemens Healthcare Diagnostics | 78 | RF kalibrator set | RGN215569 | pakovanje | 5 x 1 ml | Sentinel CH.S.p.A., Italija | RF Cal Set | 27301 | 20% | Teamedical d.o.o. | 105-23/24 | 08.10.2024 | 08.10.2025
Reagensi, izuzev za transfuziju | 404-1-110/24-44 | 248 | Reagensi za biohemijski analizatori DIMENSION RxL, Dimension RxL HM, Dimension RxL Max, Dimension RxL Max HM, Dimension Xpand, Dimension XPand HM, Dimension XPand Plus, Dimension XPand Plus HM, Dimension EXL 200 (Siemens Healthcare Diagnostics | 79 | Salt bridge solution | RGN215570 | pakovanje | 3x150ml | Siemens Healthcare Diagnostics Inc., SAD | Dimension Salt Bridge Solution | 7822 | 20% | Teamedical d.o.o. | 105-23/24 | 08.10.2024 | 08.10.2025
Reagensi, izuzev za transfuziju | 404-1-110/24-44 | 248 | Reagensi za biohemijski analizatori DIMENSION RxL, Dimension RxL HM, Dimension RxL Max, Dimension RxL Max HM, Dimension Xpand, Dimension XPand HM, Dimension XPand Plus, Dimension XPand Plus HM, Dimension EXL 200 (Siemens Healthcare Diagnostics | 80 | Special Protein Kalibrator (iGa,IgG,IgM.C3,C4,TRNF) | RGN215571 | pakovanje | 2x5x1,5 ml | Siemens Healthcare Diagnostics Inc., SAD | Dimension Special Protein Calibrator | 19655 | 20% | Teamedical d.o.o. | 105-23/24 | 08.10.2024 | 08.10.2025
Reagensi, izuzev za transfuziju | 404-1-110/24-44 | 248 | Reagensi za biohemijski analizatori DIMENSION RxL, Dimension RxL HM, Dimension RxL Max, Dimension RxL Max HM, Dimension Xpand, Dimension XPand HM, Dimension XPand Plus, Dimension XPand Plus HM, Dimension EXL 200 (Siemens Healthcare Diagnostics | 81 | TIBC | RGN215572 | pakovanje | 4 Flex / 240 | Siemens Healthcare Diagnostics Inc., SAD | Dimesion Total Iron Binding Capacity Flex reagent cartridge | 4770 | 20% | Teamedical d.o.o. | 105-23/24 | 08.10.2024 | 08.10.2025
Reagensi, izuzev za transfuziju | 404-1-110/24-44 | 248 | Reagensi za biohemijski analizatori DIMENSION RxL, Dimension RxL HM, Dimension RxL Max, Dimension RxL Max HM, Dimension Xpand, Dimension XPand HM, Dimension XPand Plus, Dimension XPand Plus HM, Dimension EXL 200 (Siemens Healthcare Diagnostics | 82 | TIBC kalibrator | RGN215573 | pakovanje | 2 x 3 x 1 ml | Siemens Healthcare Diagnostics Inc., SAD | Dimension Total Iron Binding Capacity (IBCT) Calibrator | 9639 | 20% | Teamedical d.o.o. | 105-23/24 | 08.10.2024 | 08.10.2025
Reagensi, izuzev za transfuziju | 404-1-110/24-44 | 248 | Reagensi za biohemijski analizatori DIMENSION RxL, Dimension RxL HM, Dimension RxL Max, Dimension RxL Max HM, Dimension Xpand, Dimension XPand HM, Dimension XPand Plus, Dimension XPand Plus HM, Dimension EXL 200 (Siemens Healthcare Diagnostics | 83 | TP/ALB kalibrator | RGN215574 | pakovanje | 2 x3 x2 mL | Siemens Healthcare Diagnostics Inc., SAD | Dimension Total Protein/Albumin Calibrator | 10924 | 20% | Teamedical d.o.o. | 105-23/24 | 08.10.2024 | 08.10.2025
Reagensi, izuzev za transfuziju | 404-1-110/24-44 | 248 | Reagensi za biohemijski analizatori DIMENSION RxL, Dimension RxL HM, Dimension RxL Max, Dimension RxL Max HM, Dimension Xpand, Dimension XPand HM, Dimension XPand Plus, Dimension XPand Plus HM, Dimension EXL 200 (Siemens Healthcare Diagnostics | 84 | Trigliceridi | RGN215575 | pakovanje | 4 Flex / 480 | Siemens Healthcare Diagnostics Inc., SAD | Dimension Triglycerides Flex reagent cartridge | 8695 | 20% | Teamedical d.o.o. | 105-23/24 | 08.10.2024 | 08.10.2025
Reagensi, izuzev za transfuziju | 404-1-110/24-44 | 248 | Reagensi za biohemijski analizatori DIMENSION RxL, Dimension RxL HM, Dimension RxL Max, Dimension RxL Max HM, Dimension Xpand, Dimension XPand HM, Dimension XPand Plus, Dimension XPand Plus HM, Dimension EXL 200 (Siemens Healthcare Diagnostics | 85 | UCFP - urin/likvor protein kalibrator | RGN215576 | pakovanje | 2 x 5 x 4 ml | Siemens Healthcare Diagnostics Inc., SAD | Dimension Urinary/Cerebrospinal Fluid Protein Calibrator | 20105 | 20% | Teamedical d.o.o. | 105-23/24 | 08.10.2024 | 08.10.2025
Reagensi, izuzev za transfuziju | 404-1-110/24-44 | 248 | Reagensi za biohemijski analizatori DIMENSION RxL, Dimension RxL HM, Dimension RxL Max, Dimension RxL Max HM, Dimension Xpand, Dimension XPand HM, Dimension XPand Plus, Dimension XPand Plus HM, Dimension EXL 200 (Siemens Healthcare Diagnostics | 86 | Ukupni proteini | RGN215577 | pakovanje | 4 Flex / 480 | Siemens Healthcare Diagnostics Inc., SAD | Dimension Total Protein Flex reagent cartridge | 2355 | 20% | Teamedical d.o.o. | 105-23/24 | 08.10.2024 | 08.10.2025
Reagensi, izuzev za transfuziju | 404-1-110/24-44 | 248 | Reagensi za biohemijski analizatori DIMENSION RxL, Dimension RxL HM, Dimension RxL Max, Dimension RxL Max HM, Dimension Xpand, Dimension XPand HM, Dimension XPand Plus, Dimension XPand Plus HM, Dimension EXL 200 (Siemens Healthcare Diagnostics | 87 | Urea | RGN215578 | pakovanje | 4 Flex / 480 | Siemens Healthcare Diagnostics Inc., SAD | Dimension Urea Nitrogen Flex reagent cartridge | 4311 | 20% | Teamedical d.o.o. | 105-23/24 | 08.10.2024 | 08.10.2025
Reagensi, izuzev za transfuziju | 404-1-110/24-44 | 248 | Reagensi za biohemijski analizatori DIMENSION RxL, Dimension RxL HM, Dimension RxL Max, Dimension RxL Max HM, Dimension Xpand, Dimension XPand HM, Dimension XPand Plus, Dimension XPand Plus HM, Dimension EXL 200 (Siemens Healthcare Diagnostics | 88 | XL-ALIQUOT-ROTOREN | RGN215579 | pakovanje | 8 komada / pack | Siemens Healthcare Diagnostics Inc., SAD | Dimension Aliquot Wheel Assembly | 9991 | 20% | Teamedical d.o.o. | 105-23/24 | 08.10.2024 | 08.10.2025
Reagensi, izuzev za transfuziju | 404-1-110/24-44 | 248 | Reagensi za biohemijski analizatori DIMENSION RxL, Dimension RxL HM, Dimension RxL Max, Dimension RxL Max HM, Dimension Xpand, Dimension XPand HM, Dimension XPand Plus, Dimension XPand Plus HM, Dimension EXL 200 (Siemens Healthcare Diagnostics | 89 | Dimension Automated LDL Cholesterol Flex (ALDL) reagent cartridge | RGN215581 | pakovanje | 4 Flex / 120 | Siemens Healthcare Diagnostics Inc., SAD | Dimension Automated LDL Cholesterol Flex reagent cartridge | 33205 | 20% | Teamedical d.o.o. | 105-23/24 | 08.10.2024 | 08.10.2025
Reagensi, izuzev za transfuziju | 404-1-110/24-44 | 248 | Reagensi za biohemijski analizatori DIMENSION RxL, Dimension RxL HM, Dimension RxL Max, Dimension RxL Max HM, Dimension Xpand, Dimension XPand HM, Dimension XPand Plus, Dimension XPand Plus HM, Dimension EXL 200 (Siemens Healthcare Diagnostics | 90 | Dimension Ethyl Alcohol Flex reagent cartridge | RGN215582 | pakovanje | 4 Flex / 120 | Siemens Healthcare Diagnostics Inc., SAD | Dimension Ethyl Alcohol Flex reagent cartridge | 40482 | 20% | Teamedical d.o.o. | 105-23/24 | 08.10.2024 | 08.10.2025
Reagensi, izuzev za transfuziju | 404-1-110/24-44 | 248 | Reagensi za biohemijski analizatori DIMENSION RxL, Dimension RxL HM, Dimension RxL Max, Dimension RxL Max HM, Dimension Xpand, Dimension XPand HM, Dimension XPand Plus, Dimension XPand Plus HM, Dimension EXL 200 (Siemens Healthcare Diagnostics | 91 | UCFP - urin/likvor protein | RGN215583 | pakovanje | 80 testova | Siemens Healthcare Diagnostics Inc., SAD | Dimension Urinary/Cerebrospinal Fluid Protein Flex reagent cartridge | 3542 | 20% | Teamedical d.o.o. | 105-23/24 | 08.10.2024 | 08.10.2025
Reagensi, izuzev za transfuziju | 404-1-110/24-44 | 248 | Reagensi za biohemijski analizatori DIMENSION RxL, Dimension RxL HM, Dimension RxL Max, Dimension RxL Max HM, Dimension Xpand, Dimension XPand HM, Dimension XPand Plus, Dimension XPand Plus HM, Dimension EXL 200 (Siemens Healthcare Diagnostics | 92 | CSA - Ciklosporin | RGN215584 | pakovanje | 4 FLEX/80T | Siemens Healthcare Diagnostics Inc., SAD | Dimension Cyclosporine A Flex reagent cartridge | 177346 | 20% | Teamedical d.o.o. | 105-23/24 | 08.10.2024 | 08.10.2025
Reagensi, izuzev za transfuziju | 404-1-110/24-44 | 248 | Reagensi za biohemijski analizatori DIMENSION RxL, Dimension RxL HM, Dimension RxL Max, Dimension RxL Max HM, Dimension Xpand, Dimension XPand HM, Dimension XPand Plus, Dimension XPand Plus HM, Dimension EXL 200 (Siemens Healthcare Diagnostics | 93 | Dimension Transferrin Flex (TRNF) reagent cartridge | RGN233456 | pakovanje | 4 Flex / 120 | Siemens Healthcare Diagnostics Inc., SAD | Dimension Transferrin Flex reagent cartridge | 64837 | 20% | Teamedical d.o.o. | 105-23/24 | 08.10.2024 | 08.10.2025
Reagensi, izuzev za transfuziju | 404-1-110/24-44 | 248 | Reagensi za biohemijski analizatori DIMENSION RxL, Dimension RxL HM, Dimension RxL Max, Dimension RxL Max HM, Dimension Xpand, Dimension XPand HM, Dimension XPand Plus, Dimension XPand Plus HM, Dimension EXL 200 (Siemens Healthcare Diagnostics | 94 | Maintenance kit Dimension EXL | RGN233457 | pakovanje | kit | Siemens Healthcare Diagnostics Inc., SAD | Maintenance kit Dimension EXL | 264500 | 20% | Teamedical d.o.o. | 105-23/24 | 08.10.2024 | 08.10.2025
Reagensi, izuzev za transfuziju | 404-1-110/24-44 | 248 | Reagensi za biohemijski analizatori DIMENSION RxL, Dimension RxL HM, Dimension RxL Max, Dimension RxL Max HM, Dimension Xpand, Dimension XPand HM, Dimension XPand Plus, Dimension XPand Plus HM, Dimension EXL 200 (Siemens Healthcare Diagnostics | 95 | Maintenance kit Dimension RxL | RGN233458 | pakovanje | kit | Siemens Healthcare Diagnostics Inc., SAD | Maintenance kit Dimension RxL | 280370 | 20% | Teamedical d.o.o. | 105-23/24 | 08.10.2024 | 08.10.2025
Reagensi, izuzev za transfuziju | 404-1-110/24-44 | 248 | Reagensi za biohemijski analizatori DIMENSION RxL, Dimension RxL HM, Dimension RxL Max, Dimension RxL Max HM, Dimension Xpand, Dimension XPand HM, Dimension XPand Plus, Dimension XPand Plus HM, Dimension EXL 200 (Siemens Healthcare Diagnostics | 96 | Maintenance kit Dimension Xpand | RGN233459 | pakovanje | kit | Siemens Healthcare Diagnostics Inc., SAD | Maintenance kit Dimension Xpand | 264500 | 20% | Teamedical d.o.o. | 105-23/24 | 08.10.2024 | 08.10.2025
Reagensi, izuzev za transfuziju | 404-1-110/24-44 | 249 | Reagensi za biohemijski analizator ILAB 300 plus/ILAB ARIES (Instrumentation Laboratory) | 1 | Albumin | RGN215586 | pakovanje | 8x10 ml | Instrumentation Laboratory | Albumin | 6785 | 20% | Maymedica d.o.o. | 105-16/24 | 14.10.2024 | 14.10.2025
Reagensi, izuzev za transfuziju | 404-1-110/24-44 | 249 | Reagensi za biohemijski analizator ILAB 300 plus/ILAB ARIES (Instrumentation Laboratory) | 2 | Alkaline Phosphatase | RGN215587 | pakovanje | 8x8 ml + 8x3 ml | Instrumentation Laboratory | Alkaline Phosphatase | 8713.95 | 20% | Maymedica d.o.o. | 105-16/24 | 14.10.2024 | 14.10.2025
Reagensi, izuzev za transfuziju | 404-1-110/24-44 | 249 | Reagensi za biohemijski analizator ILAB 300 plus/ILAB ARIES (Instrumentation Laboratory) | 3 | ALT liquid | RGN215588 | pakovanje | 8x48 ml + 4x24 ml | Instrumentation Laboratory | ALT/GPT Liquid | 27111.25 | 20% | Maymedica d.o.o. | 105-16/24 | 14.10.2024 | 14.10.2025
Reagensi, izuzev za transfuziju | 404-1-110/24-44 | 249 | Reagensi za biohemijski analizator ILAB 300 plus/ILAB ARIES (Instrumentation Laboratory) | 4 | Amylase | RGN215589 | pakovanje | 10x20 ml | Instrumentation Laboratory | Amylase | 48866.38 | 20% | Maymedica d.o.o. | 105-16/24 | 14.10.2024 | 14.10.2025
Reagensi, izuzev za transfuziju | 404-1-110/24-44 | 249 | Reagensi za biohemijski analizator ILAB 300 plus/ILAB ARIES (Instrumentation Laboratory) | 5 | Amylase | RGN215590 | pakovanje | 12x8 ml | Instrumentation Laboratory | Amylase | 22540 | 20% | Maymedica d.o.o. | 105-16/24 | 14.10.2024 | 14.10.2025
Reagensi, izuzev za transfuziju | 404-1-110/24-44 | 249 | Reagensi za biohemijski analizator ILAB 300 plus/ILAB ARIES (Instrumentation Laboratory) | 6 | AST Liquid | RGN215591 | pakovanje | 8x48 ml + 4x24 ml | Instrumentation Laboratory | AST/GOT | 26432.81 | 20% | Maymedica d.o.o. | 105-16/24 | 14.10.2024 | 14.10.2025
Reagensi, izuzev za transfuziju | 404-1-110/24-44 | 249 | Reagensi za biohemijski analizator ILAB 300 plus/ILAB ARIES (Instrumentation Laboratory) | 7 | Calcium | RGN215592 | pakovanje | 10x25 ml + 10x25 ml | Instrumentation Laboratory | Calcium | 6900 | 20% | Maymedica d.o.o. | 105-16/24 | 14.10.2024 | 14.10.2025
Reagensi, izuzev za transfuziju | 404-1-110/24-44 | 249 | Reagensi za biohemijski analizator ILAB 300 plus/ILAB ARIES (Instrumentation Laboratory) | 8 | Cholesterol | RGN215593 | pakovanje | 5x50 ml | Instrumentation Laboratory | Cholesterol | 26335 | 20% | Maymedica d.o.o. | 105-16/24 | 14.10.2024 | 14.10.2025
Reagensi, izuzev za transfuziju | 404-1-110/24-44 | 249 | Reagensi za biohemijski analizator ILAB 300 plus/ILAB ARIES (Instrumentation Laboratory) | 9 | CK | RGN215594 | pakovanje | 6x24 ml + 3x12 ml | Instrumentation Laboratory | CK | 30417.5 | 20% | Maymedica d.o.o. | 105-16/24 | 14.10.2024 | 14.10.2025
Reagensi, izuzev za transfuziju | 404-1-110/24-44 | 249 | Reagensi za biohemijski analizator ILAB 300 plus/ILAB ARIES (Instrumentation Laboratory) | 10 | CK-MB | RGN215596 | pakovanje | 610 ml + 3x4 ml | Instrumentation Laboratory | CK-MB | 61472.45 | 20% | Maymedica d.o.o. | 105-16/24 | 14.10.2024 | 14.10.2025
Reagensi, izuzev za transfuziju | 404-1-110/24-44 | 249 | Reagensi za biohemijski analizator ILAB 300 plus/ILAB ARIES (Instrumentation Laboratory) | 11 | Creatinine | RGN215597 | pakovanje | 10x20 ml + 10x20 ml | Instrumentation Laboratory | Creatinine | 13357.25 | 20% | Maymedica d.o.o. | 105-16/24 | 14.10.2024 | 14.10.2025
Reagensi, izuzev za transfuziju | 404-1-110/24-44 | 249 | Reagensi za biohemijski analizator ILAB 300 plus/ILAB ARIES (Instrumentation Laboratory) | 12 | Direct Bilirubin | RGN215598 | pakovanje | 4x50 ml + 8x19,5 ml + 1x4,5 ml | Instrumentation Laboratory | Direct Bilirubin | 5520 | 20% | Maymedica d.o.o. | 105-16/24 | 14.10.2024 | 14.10.2025
Reagensi, izuzev za transfuziju | 404-1-110/24-44 | 249 | Reagensi za biohemijski analizator ILAB 300 plus/ILAB ARIES (Instrumentation Laboratory) | 13 | GGT liquid | RGN215599 | pakovanje | 6x40 ml + 6x10 ml | Instrumentation Laboratory | GGT liquid | 18400 | 20% | Maymedica d.o.o. | 105-16/24 | 14.10.2024 | 14.10.2025
Reagensi, izuzev za transfuziju | 404-1-110/24-44 | 249 | Reagensi za biohemijski analizator ILAB 300 plus/ILAB ARIES (Instrumentation Laboratory) | 14 | Glucose oxidase/trinder | RGN215600 | pakovanje | 10x30 ml | Instrumentation Laboratory | Glucose Oxidase | 5750 | 20% | Maymedica d.o.o. | 105-16/24 | 14.10.2024 | 14.10.2025
Reagensi, izuzev za transfuziju | 404-1-110/24-44 | 249 | Reagensi za biohemijski analizator ILAB 300 plus/ILAB ARIES (Instrumentation Laboratory) | 15 | HDL Cholesterol | RGN215601 | pakovanje | 6x48 ml + 6x16 ml | Instrumentation Laboratory | HDL Cholesterol | 79350 | 20% | Maymedica d.o.o. | 105-16/24 | 14.10.2024 | 14.10.2025
Reagensi, izuzev za transfuziju | 404-1-110/24-44 | 249 | Reagensi za biohemijski analizator ILAB 300 plus/ILAB ARIES (Instrumentation Laboratory) | 16 | HDL Cholesterol | RGN215602 | pakovanje | 2x60 ml + 2x20 ml | Instrumentation Laboratory | HDL Cholesterol | 79350 | 20% | Maymedica d.o.o. | 105-16/24 | 14.10.2024 | 14.10.2025
Reagensi, izuzev za transfuziju | 404-1-110/24-44 | 249 | Reagensi za biohemijski analizator ILAB 300 plus/ILAB ARIES (Instrumentation Laboratory) | 17 | Iron | RGN215603 | pakovanje | 4x45 ml + 2x7,5 ml | Instrumentation Laboratory | Iron | 15755 | 20% | Maymedica d.o.o. | 105-16/24 | 14.10.2024 | 14.10.2025
Reagensi, izuzev za transfuziju | 404-1-110/24-44 | 249 | Reagensi za biohemijski analizator ILAB 300 plus/ILAB ARIES (Instrumentation Laboratory) | 18 | LDH-P | RGN215604 | pakovanje | 6x24 ml + 4x9 ml | Instrumentation Laboratory | LDH-P | 8331.75 | 20% | Maymedica d.o.o. | 105-16/24 | 14.10.2024 | 14.10.2025
Reagensi, izuzev za transfuziju | 404-1-110/24-44 | 249 | Reagensi za biohemijski analizator ILAB 300 plus/ILAB ARIES (Instrumentation Laboratory) | 19 | LDL Cholesterol | RGN215605 | pakovanje | 4x18 ml + 4x6 ml | Instrumentation Laboratory | LDL Cholesterol | 45130.31 | 20% | Maymedica d.o.o. | 105-16/24 | 14.10.2024 | 14.10.2025
Reagensi, izuzev za transfuziju | 404-1-110/24-44 | 249 | Reagensi za biohemijski analizator ILAB 300 plus/ILAB ARIES (Instrumentation Laboratory) | 20 | Magnesium | RGN215606 | pakovanje | 8x10 ml + 4x5 ml | Instrumentation Laboratory | Magnesium | 57457.34 | 20% | Maymedica d.o.o. | 105-16/24 | 14.10.2024 | 14.10.2025
Reagensi, izuzev za transfuziju | 404-1-110/24-44 | 249 | Reagensi za biohemijski analizator ILAB 300 plus/ILAB ARIES (Instrumentation Laboratory) | 21 | Phosphorus | RGN215607 | pakovanje | 5x45 ml + 5x45 ml | Instrumentation Laboratory | Phosphorus | 6522.57 | 20% | Maymedica d.o.o. | 105-16/24 | 14.10.2024 | 14.10.2025
Reagensi, izuzev za transfuziju | 404-1-110/24-44 | 249 | Reagensi za biohemijski analizator ILAB 300 plus/ILAB ARIES (Instrumentation Laboratory) | 22 | Phosphorus | RGN215608 | pakovanje | 6x10 ml + 6x10 ml | Instrumentation Laboratory | Phosphorus | 4628.75 | 20% | Maymedica d.o.o. | 105-16/24 | 14.10.2024 | 14.10.2025
Reagensi, izuzev za transfuziju | 404-1-110/24-44 | 249 | Reagensi za biohemijski analizator ILAB 300 plus/ILAB ARIES (Instrumentation Laboratory) | 23 | Total Bilirubin | RGN215609 | pakovanje | 4x50 ml + 8x19,5 ml + 1x4,5 ml | Instrumentation Laboratory | Total Bilirubin | 7072.73 | 20% | Maymedica d.o.o. | 105-16/24 | 14.10.2024 | 14.10.2025
Reagensi, izuzev za transfuziju | 404-1-110/24-44 | 249 | Reagensi za biohemijski analizator ILAB 300 plus/ILAB ARIES (Instrumentation Laboratory) | 24 | Total Protein | RGN215610 | pakovanje | 5x50 ml | Instrumentation Laboratory | Total Protein | 3335 | 20% | Maymedica d.o.o. | 105-16/24 | 14.10.2024 | 14.10.2025
Reagensi, izuzev za transfuziju | 404-1-110/24-44 | 249 | Reagensi za biohemijski analizator ILAB 300 plus/ILAB ARIES (Instrumentation Laboratory) | 25 | Trglycerides | RGN215611 | pakovanje | 5x50 ml | Instrumentation Laboratory | Trglycerides | 29900 | 20% | Maymedica d.o.o. | 105-16/24 | 14.10.2024 | 14.10.2025
Reagensi, izuzev za transfuziju | 404-1-110/24-44 | 249 | Reagensi za biohemijski analizator ILAB 300 plus/ILAB ARIES (Instrumentation Laboratory) | 26 | Urea | RGN215612 | pakovanje | 8x80 ml + 8x20 ml | Instrumentation Laboratory | Urea | 25901.16 | 20% | Maymedica d.o.o. | 105-16/24 | 14.10.2024 | 14.10.2025
Reagensi, izuzev za transfuziju | 404-1-110/24-44 | 249 | Reagensi za biohemijski analizator ILAB 300 plus/ILAB ARIES (Instrumentation Laboratory) | 27 | Uric Acid | RGN215613 | pakovanje | 10x50 ml + 10x12,5 ml | Instrumentation Laboratory | Uric Acid | 9925.36 | 20% | Maymedica d.o.o. | 105-16/24 | 14.10.2024 | 14.10.2025
Reagensi, izuzev za transfuziju | 404-1-110/24-44 | 249 | Reagensi za biohemijski analizator ILAB 300 plus/ILAB ARIES (Instrumentation Laboratory) | 28 | HDL/LDL calibrator | RGN215614 | pakovanje | 2x3ml | Instrumentation Laboratory | ReferrIL HDL-LDL | 91466.75 | 20% | Maymedica d.o.o. | 105-16/24 | 14.10.2024 | 14.10.2025
Reagensi, izuzev za transfuziju | 404-1-110/24-44 | 249 | Reagensi za biohemijski analizator ILAB 300 plus/ILAB ARIES (Instrumentation Laboratory) | 29 | Serachem I | RGN215615 | pakovanje | 12x5 ml | Instrumentation Laboratory | Serachem Control Level 1 | 22085.75 | 20% | Maymedica d.o.o. | 105-16/24 | 14.10.2024 | 14.10.2025
Reagensi, izuzev za transfuziju | 404-1-110/24-44 | 249 | Reagensi za biohemijski analizator ILAB 300 plus/ILAB ARIES (Instrumentation Laboratory) | 30 | Serachem II | RGN215616 | pakovanje | 12x5 ml | Instrumentation Laboratory | Serachem Control Level 2 | 22425 | 20% | Maymedica d.o.o. | 105-16/24 | 14.10.2024 | 14.10.2025
Reagensi, izuzev za transfuziju | 404-1-110/24-44 | 249 | Reagensi za biohemijski analizator ILAB 300 plus/ILAB ARIES (Instrumentation Laboratory) | 31 | Referil G | RGN215617 | pakovanje | 10x3 ml | Instrumentation Laboratory | ReferrIL G | 11373.5 | 20% | Maymedica d.o.o. | 105-16/24 | 14.10.2024 | 14.10.2025
Reagensi, izuzev za transfuziju | 404-1-110/24-44 | 249 | Reagensi za biohemijski analizator ILAB 300 plus/ILAB ARIES (Instrumentation Laboratory) | 32 | TIBC | RGN215618 | pakovanje | 2x30g + 1x60 ml | Instrumentation Laboratory | TIBC | 10134.32 | 20% | Maymedica d.o.o. | 105-16/24 | 14.10.2024 | 14.10.2025
Reagensi, izuzev za transfuziju | 404-1-110/24-44 | 249 | Reagensi za biohemijski analizator ILAB 300 plus/ILAB ARIES (Instrumentation Laboratory) | 33 | Probe rinse solution | RGN215619 | pakovanje | 50 ml | Instrumentation Laboratory | Probe rinse | 20088.78 | 20% | Maymedica d.o.o. | 105-16/24 | 14.10.2024 | 14.10.2025
Reagensi, izuzev za transfuziju | 404-1-110/24-44 | 249 | Reagensi za biohemijski analizator ILAB 300 plus/ILAB ARIES (Instrumentation Laboratory) | 34 | Cuvette cleaning solution | RGN215620 | pakovanje | 1000 ml | Instrumentation Laboratory | Cuvette cleaning | 21235.38 | 20% | Maymedica d.o.o. | 105-16/24 | 14.10.2024 | 14.10.2025
Reagensi, izuzev za transfuziju | 404-1-110/24-44 | 249 | Reagensi za biohemijski analizator ILAB 300 plus/ILAB ARIES (Instrumentation Laboratory) | 35 | Acid cuvette cleaner IL Aries | RGN215621 | pakovanje | 10x10ml | Instrumentation Laboratory | Acid cuvette cleaner | 18197.6 | 20% | Maymedica d.o.o. | 105-16/24 | 14.10.2024 | 14.10.2025
Reagensi, izuzev za transfuziju | 404-1-110/24-44 | 249 | Reagensi za biohemijski analizator ILAB 300 plus/ILAB ARIES (Instrumentation Laboratory) | 36 | Sample cup 3 mL | RGN215622 | pakovanje | 500 komada | Instrumentation Laboratory | Sample cup 3 mL | 8781.4 | 20% | Maymedica d.o.o. | 105-16/24 | 14.10.2024 | 14.10.2025
Reagensi, izuzev za transfuziju | 404-1-110/24-44 | 249 | Reagensi za biohemijski analizator ILAB 300 plus/ILAB ARIES (Instrumentation Laboratory) | 37 | CRP | RGN215623 | pakovanje | 4x17 ml + 4x10 ml | Biokit S.A. | CRP plus | 32269 | 20% | Maymedica d.o.o. | 105-16/24 | 14.10.2024 | 14.10.2025
Reagensi, izuzev za transfuziju | 404-1-110/24-44 | 249 | Reagensi za biohemijski analizator ILAB 300 plus/ILAB ARIES (Instrumentation Laboratory) | 38 | CRP-ASO-RF control | RGN215624 | pakovanje | 6x1 ml | Instrumentation Laboratory | Serum Protein Controls | 46000 | 20% | Maymedica d.o.o. | 105-16/24 | 14.10.2024 | 14.10.2025
Reagensi, izuzev za transfuziju | 404-1-110/24-44 | 249 | Reagensi za biohemijski analizator ILAB 300 plus/ILAB ARIES (Instrumentation Laboratory) | 39 | CRP kalibrator | RGN215625 | pakovanje | 6x1 ml | Biokit S.A. | CRP plus calibrator | 21597.75 | 20% | Maymedica d.o.o. | 105-16/24 | 14.10.2024 | 14.10.2025
Reagensi, izuzev za transfuziju | 404-1-110/24-44 | 249 | Reagensi za biohemijski analizator ILAB 300 plus/ILAB ARIES (Instrumentation Laboratory) | 40 | Drying pad | RGN215626 | pakovanje | 1 komad | Instrumentation Laboratory | Drying pad | 17283.75 | 20% | Maymedica d.o.o. | 105-16/24 | 14.10.2024 | 14.10.2025
Reagensi, izuzev za transfuziju | 404-1-110/24-44 | 249 | Reagensi za biohemijski analizator ILAB 300 plus/ILAB ARIES (Instrumentation Laboratory) | 41 | Reakcione kivete - 4 sektora | RGN215627 | pakovanje | 80 komada | Instrumentation Laboratory | Reakcione kivete - 4 sektora | 56633.42 | 20% | Maymedica d.o.o. | 105-16/24 | 14.10.2024 | 14.10.2025
Reagensi, izuzev za transfuziju | 404-1-110/24-44 | 249 | Reagensi za biohemijski analizator ILAB 300 plus/ILAB ARIES (Instrumentation Laboratory) | 42 | Calcium | RGN215628 | pakovanje | 6x30 ml + 6x30 ml | Instrumentation Laboratory | Calcium | 10570.74 | 20% | Maymedica d.o.o. | 105-16/24 | 14.10.2024 | 14.10.2025
Reagensi, izuzev za transfuziju | 404-1-110/24-44 | 249 | Reagensi za biohemijski analizator ILAB 300 plus/ILAB ARIES (Instrumentation Laboratory) | 43 | Calcium | RGN215629 | pakovanje | 5x100 ml + 5x100 ml | Instrumentation Laboratory | Calcium | 17192.5 | 20% | Maymedica d.o.o. | 105-16/24 | 14.10.2024 | 14.10.2025
Reagensi, izuzev za transfuziju | 404-1-110/24-44 | 249 | Reagensi za biohemijski analizator ILAB 300 plus/ILAB ARIES (Instrumentation Laboratory) | 44 | Cholesterol | RGN215630 | pakovanje | 6x35 ml | Instrumentation Laboratory | Cholesterol | 7339.88 | 20% | Maymedica d.o.o. | 105-16/24 | 14.10.2024 | 14.10.2025
Reagensi, izuzev za transfuziju | 404-1-110/24-44 | 249 | Reagensi za biohemijski analizator ILAB 300 plus/ILAB ARIES (Instrumentation Laboratory) | 45 | Cholinesterase | RGN215631 | pakovanje | 6x10 ml + 4x30 ml | Instrumentation Laboratory | Cholinesterase | 6250.14 | 20% | Maymedica d.o.o. | 105-16/24 | 14.10.2024 | 14.10.2025
Reagensi, izuzev za transfuziju | 404-1-110/24-44 | 249 | Reagensi za biohemijski analizator ILAB 300 plus/ILAB ARIES (Instrumentation Laboratory) | 46 | Creatinine | RGN215632 | pakovanje | 6x16 ml + 6x16 ml | Instrumentation Laboratory | Creatinine | 2890.99 | 20% | Maymedica d.o.o. | 105-16/24 | 14.10.2024 | 14.10.2025
Reagensi, izuzev za transfuziju | 404-1-110/24-44 | 249 | Reagensi za biohemijski analizator ILAB 300 plus/ILAB ARIES (Instrumentation Laboratory) | 47 | Direct Bilirubin | RGN215633 | pakovanje | 4x33 ml + 8x10 ml + 1x3 ml | Instrumentation Laboratory | Direct Bilirubin | 8547.32 | 20% | Maymedica d.o.o. | 105-16/24 | 14.10.2024 | 14.10.2025
Reagensi, izuzev za transfuziju | 404-1-110/24-44 | 249 | Reagensi za biohemijski analizator ILAB 300 plus/ILAB ARIES (Instrumentation Laboratory) | 48 | Glucose oxidase/trinder | RGN215634 | pakovanje | 6x35 ml | Instrumentation Laboratory | Glucose Oxidase | 3438.5 | 20% | Maymedica d.o.o. | 105-16/24 | 14.10.2024 | 14.10.2025
Reagensi, izuzev za transfuziju | 404-1-110/24-44 | 249 | Reagensi za biohemijski analizator ILAB 300 plus/ILAB ARIES (Instrumentation Laboratory) | 49 | HDL Cholesterol | RGN215635 | pakovanje | 4x30 ml + 4x10 ml | Instrumentation Laboratory | HDL Cholesterol | 50167.72 | 20% | Maymedica d.o.o. | 105-16/24 | 14.10.2024 | 14.10.2025
Reagensi, izuzev za transfuziju | 404-1-110/24-44 | 249 | Reagensi za biohemijski analizator ILAB 300 plus/ILAB ARIES (Instrumentation Laboratory) | 50 | Iron | RGN215636 | pakovanje | 4x30 ml + 4x2,5 ml | Instrumentation Laboratory | Iron | 14398.06 | 20% | Maymedica d.o.o. | 105-16/24 | 14.10.2024 | 14.10.2025
Reagensi, izuzev za transfuziju | 404-1-110/24-44 | 249 | Reagensi za biohemijski analizator ILAB 300 plus/ILAB ARIES (Instrumentation Laboratory) | 51 | Iron | RGN215637 | pakovanje | 4x90 ml + 2x15 ml | Instrumentation Laboratory | Iron | 31258.61 | 20% | Maymedica d.o.o. | 105-16/24 | 14.10.2024 | 14.10.2025
Reagensi, izuzev za transfuziju | 404-1-110/24-44 | 249 | Reagensi za biohemijski analizator ILAB 300 plus/ILAB ARIES (Instrumentation Laboratory) | 52 | Total Bilirubin | RGN215638 | pakovanje | 4x33 ml + 8x10 ml + 1x3 ml | Instrumentation Laboratory | Total Bilirubin | 11505.75 | 20% | Maymedica d.o.o. | 105-16/24 | 14.10.2024 | 14.10.2025
Reagensi, izuzev za transfuziju | 404-1-110/24-44 | 249 | Reagensi za biohemijski analizator ILAB 300 plus/ILAB ARIES (Instrumentation Laboratory) | 53 | Total Bilirubin | RGN215639 | pakovanje | 4x100 ml + 4x74 ml + 1x13 ml | Instrumentation Laboratory | Total Bilirubin | 15836.94 | 20% | Maymedica d.o.o. | 105-16/24 | 14.10.2024 | 14.10.2025
Reagensi, izuzev za transfuziju | 404-1-110/24-44 | 249 | Reagensi za biohemijski analizator ILAB 300 plus/ILAB ARIES (Instrumentation Laboratory) | 54 | Total Protein | RGN215640 | pakovanje | 6x30 ml | Instrumentation Laboratory | Total Protein | 4858.87 | 20% | Maymedica d.o.o. | 105-16/24 | 14.10.2024 | 14.10.2025
Reagensi, izuzev za transfuziju | 404-1-110/24-44 | 249 | Reagensi za biohemijski analizator ILAB 300 plus/ILAB ARIES (Instrumentation Laboratory) | 55 | Total Protein | RGN215641 | pakovanje | 5x100 ml | Instrumentation Laboratory | Total Protein | 6210.46 | 20% | Maymedica d.o.o. | 105-16/24 | 14.10.2024 | 14.10.2025
Reagensi, izuzev za transfuziju | 404-1-110/24-44 | 249 | Reagensi za biohemijski analizator ILAB 300 plus/ILAB ARIES (Instrumentation Laboratory) | 56 | Triglycerides | RGN215642 | pakovanje | 6x30 ml | Instrumentation Laboratory | Triglycerides | 15823.71 | 20% | Maymedica d.o.o. | 105-16/24 | 14.10.2024 | 14.10.2025
Reagensi, izuzev za transfuziju | 404-1-110/24-44 | 249 | Reagensi za biohemijski analizator ILAB 300 plus/ILAB ARIES (Instrumentation Laboratory) | 57 | Triglycerides | RGN215643 | pakovanje | 5x100 ml | Instrumentation Laboratory | Triglycerides | 62243.46 | 20% | Maymedica d.o.o. | 105-16/24 | 14.10.2024 | 14.10.2025
Reagensi, izuzev za transfuziju | 404-1-110/24-44 | 249 | Reagensi za biohemijski analizator ILAB 300 plus/ILAB ARIES (Instrumentation Laboratory) | 58 | Urea | RGN215644 | pakovanje | 8x26 ml + 8x6,5 ml | Instrumentation Laboratory | Urea | 8961.26 | 20% | Maymedica d.o.o. | 105-16/24 | 14.10.2024 | 14.10.2025
Reagensi, izuzev za transfuziju | 404-1-110/24-44 | 249 | Reagensi za biohemijski analizator ILAB 300 plus/ILAB ARIES (Instrumentation Laboratory) | 59 | Uric Acid | RGN215645 | pakovanje | 6x10 ml + 8x5 ml | Instrumentation Laboratory | Uric Acid | 40358.73 | 20% | Maymedica d.o.o. | 105-16/24 | 14.10.2024 | 14.10.2025
Reagensi, izuzev za transfuziju | 404-1-110/24-44 | 249 | Reagensi za biohemijski analizator ILAB 300 plus/ILAB ARIES (Instrumentation Laboratory) | 60 | Short sample cup | RGN215646 | pakovanje | 1000 komada | Instrumentation Laboratory | Short sample cup | 29095 | 20% | Maymedica d.o.o. | 105-16/24 | 14.10.2024 | 14.10.2025
Reagensi, izuzev za transfuziju | 404-1-110/24-44 | 249 | Reagensi za biohemijski analizator ILAB 300 plus/ILAB ARIES (Instrumentation Laboratory) | 61 | Drying pad Ilab 300P | RGN215647 | pakovanje | 1 komad | Instrumentation Laboratory | Drying pad Ilab 300 P | 33327 | 20% | Maymedica d.o.o. | 105-16/24 | 14.10.2024 | 14.10.2025
Reagensi, izuzev za transfuziju | 404-1-110/24-44 | 249 | Reagensi za biohemijski analizator ILAB 300 plus/ILAB ARIES (Instrumentation Laboratory) | 62 | Reaction cuvette (60) | RGN215648 | pakovanje | 60 komada | Instrumentation Laboratory | Reaction cuvette (60) | 62728.82 | 20% | Maymedica d.o.o. | 105-16/24 | 14.10.2024 | 14.10.2025
Reagensi, izuzev za transfuziju | 404-1-110/24-44 | 249 | Reagensi za biohemijski analizator ILAB 300 plus/ILAB ARIES (Instrumentation Laboratory) | 63 | RF II | RGN215649 | pakovanje | 2x37 ml + 2x6 ml | Biokit S.A. | RF II | 33350 | 20% | Maymedica d.o.o. | 105-16/24 | 14.10.2024 | 14.10.2025
Reagensi, izuzev za transfuziju | 404-1-110/24-44 | 249 | Reagensi za biohemijski analizator ILAB 300 plus/ILAB ARIES (Instrumentation Laboratory) | 64 | ASO | RGN215650 | pakovanje | 2x40 ml + 2x6 ml | Biokit S.A. | ASO plus | 42458.86 | 20% | Maymedica d.o.o. | 105-16/24 | 14.10.2024 | 14.10.2025
Reagensi, izuzev za transfuziju | 404-1-110/24-44 | 249 | Reagensi za biohemijski analizator ILAB 300 plus/ILAB ARIES (Instrumentation Laboratory) | 65 | Ferritin | RGN215651 | pakovanje | 1x100 ml + 3x7 ml | Biokit S.A. | Ferritin | 114396.25 | 20% | Maymedica d.o.o. | 105-16/24 | 14.10.2024 | 14.10.2025
Reagensi, izuzev za transfuziju | 404-1-110/24-44 | 249 | Reagensi za biohemijski analizator ILAB 300 plus/ILAB ARIES (Instrumentation Laboratory) | 66 | Ferritin/Myoglobin/IgE controls | RGN215652 | pakovanje | 2x3 ml | Instrumentation Laboratory | Serum Protein Controls | 57958.56 | 20% | Maymedica d.o.o. | 105-16/24 | 14.10.2024 | 14.10.2025
Reagensi, izuzev za transfuziju | 404-1-110/24-44 | 249 | Reagensi za biohemijski analizator ILAB 300 plus/ILAB ARIES (Instrumentation Laboratory) | 67 | Ferritin standard | RGN215653 | pakovanje | 4x1 ml | Biokit S.A. | Ferritin Calibrators | 51019.41 | 20% | Maymedica d.o.o. | 105-16/24 | 14.10.2024 | 14.10.2025
Reagensi, izuzev za transfuziju | 404-1-110/24-44 | 249 | Reagensi za biohemijski analizator ILAB 300 plus/ILAB ARIES (Instrumentation Laboratory) | 68 | RF calibrator | RGN215654 | pakovanje | 6x1ml | Biokit S.A. | RF plus calibrator | 57500 | 20% | Maymedica d.o.o. | 105-16/24 | 14.10.2024 | 14.10.2025
Reagensi, izuzev za transfuziju | 404-1-110/24-44 | 249 | Reagensi za biohemijski analizator ILAB 300 plus/ILAB ARIES (Instrumentation Laboratory) | 69 | ASO calibrator | RGN215655 | pakovanje | 6x1ml | Biokit S.A. | ASO plus calibrator | 10580 | 20% | Maymedica d.o.o. | 105-16/24 | 14.10.2024 | 14.10.2025
Reagensi, izuzev za transfuziju | 404-1-110/24-44 | 249 | Reagensi za biohemijski analizator ILAB 300 plus/ILAB ARIES (Instrumentation Laboratory) | 70 | Creatinine | RGN215656 | pakovanje | 10x13 ml + 10x24 ml | Instrumentation Laboratory | Creatinine | 6325 | 20% | Maymedica d.o.o. | 105-16/24 | 14.10.2024 | 14.10.2025
Reagensi, izuzev za transfuziju | 404-1-110/24-44 | 249 | Reagensi za biohemijski analizator ILAB 300 plus/ILAB ARIES (Instrumentation Laboratory) | 71 | Direct Bilirubin | RGN215657 | pakovanje | 4x74 ml + 4x90 ml + 1x13 ml | Instrumentation Laboratory | Direct Bilirubin | 10847.15 | 20% | Maymedica d.o.o. | 105-16/24 | 14.10.2024 | 14.10.2025
Reagensi, izuzev za transfuziju | 404-1-110/24-44 | 249 | Reagensi za biohemijski analizator ILAB 300 plus/ILAB ARIES (Instrumentation Laboratory) | 72 | Glucose oxidase/trinder | RGN215658 | pakovanje | 8x95 ml | Instrumentation Laboratory | Glucose Oxidase | 8626.67 | 20% | Maymedica d.o.o. | 105-16/24 | 14.10.2024 | 14.10.2025
Reagensi, izuzev za transfuziju | 404-1-110/24-44 | 249 | Reagensi za biohemijski analizator ILAB 300 plus/ILAB ARIES (Instrumentation Laboratory) | 73 | Bath additive | RGN215659 | pakovanje | 250 ml | Instrumentation Laboratory | Bath additive | 8050 | 20% | Maymedica d.o.o. | 105-16/24 | 14.10.2024 | 14.10.2025
Reagensi, izuzev za transfuziju | 404-1-110/24-44 | 249 | Reagensi za biohemijski analizator ILAB 300 plus/ILAB ARIES (Instrumentation Laboratory) | 74 | Alkaline cuvette cleaner | RGN215660 | pakovanje | 5000 ml | Instrumentation Laboratory | Alkaline cuvette cleaner | 52900 | 20% | Maymedica d.o.o. | 105-16/24 | 14.10.2024 | 14.10.2025
Reagensi, izuzev za transfuziju | 404-1-110/24-44 | 249 | Reagensi za biohemijski analizator ILAB 300 plus/ILAB ARIES (Instrumentation Laboratory) | 75 | Acid cuvette cleaner | RGN215661 | pakovanje | 5000 ml | Instrumentation Laboratory | Acid cuvette cleaner | 61295 | 20% | Maymedica d.o.o. | 105-16/24 | 14.10.2024 | 14.10.2025
Reagensi, izuzev za transfuziju | 404-1-110/24-44 | 249 | Reagensi za biohemijski analizator ILAB 300 plus/ILAB ARIES (Instrumentation Laboratory) | 76 | Acid detergent | RGN215662 | pakovanje | 250 ml | Instrumentation Laboratory | Acid detergent | 11500 | 20% | Maymedica d.o.o. | 105-16/24 | 14.10.2024 | 14.10.2025
Reagensi, izuzev za transfuziju | 404-1-110/24-44 | 249 | Reagensi za biohemijski analizator ILAB 300 plus/ILAB ARIES (Instrumentation Laboratory) | 77 | Alkaline detergent | RGN215663 | pakovanje | 250 ml | Instrumentation Laboratory | Alkaline detergent | 11500 | 20% | Maymedica d.o.o. | 105-16/24 | 14.10.2024 | 14.10.2025
Reagensi, izuzev za transfuziju | 404-1-110/24-44 | 249 | Reagensi za biohemijski analizator ILAB 300 plus/ILAB ARIES (Instrumentation Laboratory) | 78 | B2-microglobulin | RGN215664 | pakovanje | 1x40 ml + 1x3 ml | Beckman Coulter | B2-microglobulin | 61104.79 | 20% | Maymedica d.o.o. | 105-16/24 | 14.10.2024 | 14.10.2025
Reagensi, izuzev za transfuziju | 404-1-110/24-44 | 249 | Reagensi za biohemijski analizator ILAB 300 plus/ILAB ARIES (Instrumentation Laboratory) | 79 | IgE | RGN215665 | pakovanje | 2x16 ml + 2x5 ml | Biokit S.A. | IgE | 79504.73 | 20% | Maymedica d.o.o. | 105-16/24 | 14.10.2024 | 14.10.2025
Reagensi, izuzev za transfuziju | 404-1-110/24-44 | 249 | Reagensi za biohemijski analizator ILAB 300 plus/ILAB ARIES (Instrumentation Laboratory) | 80 | IgE kalibrator | RGN215666 | pakovanje | 5x1 ml | Biokit S.A. | IgE calibrator | 35728.66 | 20% | Maymedica d.o.o. | 105-16/24 | 14.10.2024 | 14.10.2025
Reagensi, izuzev za transfuziju | 404-1-110/24-44 | 249 | Reagensi za biohemijski analizator ILAB 300 plus/ILAB ARIES (Instrumentation Laboratory) | 81 | Dryer tip | RGN215667 | pakovanje | 1 komad | Instrumentation Laboratory | Dryer tip | 29061.94 | 20% | Maymedica d.o.o. | 105-16/24 | 14.10.2024 | 14.10.2025
Reagensi, izuzev za transfuziju | 404-1-110/24-44 | 249 | Reagensi za biohemijski analizator ILAB 300 plus/ILAB ARIES (Instrumentation Laboratory) | 82 | quantILAB Glycated Albumin | RGN233460 | pakovanje | 1x36 ml; 1x9ml; 1x40ml; 1x20 ml | Instrumentation Laboratory | Glycated Albumin | 342700 | 20% | Maymedica d.o.o. | 105-16/24 | 14.10.2024 | 14.10.2025
Reagensi, izuzev za transfuziju | 404-1-110/24-44 | 249 | Reagensi za biohemijski analizator ILAB 300 plus/ILAB ARIES (Instrumentation Laboratory) | 83 | Referril Glycated Albumin | RGN233461 | pakovanje | 2x1ml | Instrumentation Laboratory | Referril Glycated Albumin | 103500 | 20% | Maymedica d.o.o. | 105-16/24 | 14.10.2024 | 14.10.2025
Reagensi, izuzev za transfuziju | 404-1-110/24-44 | 249 | Reagensi za biohemijski analizator ILAB 300 plus/ILAB ARIES (Instrumentation Laboratory) | 84 | SeraChem Glycated Albumin | RGN233462 | pakovanje | 2x3 ml | Instrumentation Laboratory | SeraChem Glycated Albumin | 103500 | 20% | Maymedica d.o.o. | 105-16/24 | 14.10.2024 | 14.10.2025
Reagensi, izuzev za transfuziju | 404-1-110/24-44 | 249 | Reagensi za biohemijski analizator ILAB 300 plus/ILAB ARIES (Instrumentation Laboratory) | 85 | ILAB aries PM | RGN233463 | Set | 1 kit | Instrumentation Laboratory | ILAB aries PM | 69680.57 | 20% | Maymedica d.o.o. | 105-16/24 | 14.10.2024 | 14.10.2025
Reagensi, izuzev za transfuziju | 404-1-110/24-44 | 249 | Reagensi za biohemijski analizator ILAB 300 plus/ILAB ARIES (Instrumentation Laboratory) | 86 | ILAB ariesPM/RS | RGN233464 | Set | 1 kit | Instrumentation Laboratory | ILAB ariesPM/RS | 88186.03 | 20% | Maymedica d.o.o. | 105-16/24 | 14.10.2024 | 14.10.2025
Reagensi, izuzev za transfuziju | 404-1-110/24-44 | 249 | Reagensi za biohemijski analizator ILAB 300 plus/ILAB ARIES (Instrumentation Laboratory) | 87 | Fluid pack | RGN233465 | pakovanje | 1 kit | Instrumentation Laboratory | Fluid pack | 97750 | 20% | Maymedica d.o.o. | 105-16/24 | 14.10.2024 | 14.10.2025
Reagensi, izuzev za transfuziju | 404-1-110/24-44 | 249 | Reagensi za biohemijski analizator ILAB 300 plus/ILAB ARIES (Instrumentation Laboratory) | 88 | ISE standard B | RGN233466 | pakovanje | 1 kit | Instrumentation Laboratory | ISE standard B | 18400 | 20% | Maymedica d.o.o. | 105-16/24 | 14.10.2024 | 14.10.2025
Reagensi, izuzev za transfuziju | 404-1-110/24-44 | 249 | Reagensi za biohemijski analizator ILAB 300 plus/ILAB ARIES (Instrumentation Laboratory) | 89 | Urine diluent | RGN233467 | pakovanje | 1 kit | Instrumentation Laboratory | Urine diluent | 14950 | 20% | Maymedica d.o.o. | 105-16/24 | 14.10.2024 | 14.10.2025
Reagensi, izuzev za transfuziju | 404-1-110/24-44 | 249 | Reagensi za biohemijski analizator ILAB 300 plus/ILAB ARIES (Instrumentation Laboratory) | 90 | ISE Cleaner | RGN233468 | pakovanje | 1 kit | Instrumentation Laboratory | ISE Cleaner | 15525 | 20% | Maymedica d.o.o. | 105-16/24 | 14.10.2024 | 14.10.2025
Reagensi, izuzev za transfuziju | 404-1-110/24-44 | 249 | Reagensi za biohemijski analizator ILAB 300 plus/ILAB ARIES (Instrumentation Laboratory) | 91 | ISE Conditioner | RGN233469 | pakovanje | 1 kit | Instrumentation Laboratory | ISE Conditioner | 15525 | 20% | Maymedica d.o.o. | 105-16/24 | 14.10.2024 | 14.10.2025
Reagensi, izuzev za transfuziju | 404-1-110/24-44 | 249 | Reagensi za biohemijski analizator ILAB 300 plus/ILAB ARIES (Instrumentation Laboratory) | 92 | Na electrode | RGN233470 | pakovanje | 1 komad | Instrumentation Laboratory | Na electrode | 79350 | 20% | Maymedica d.o.o. | 105-16/24 | 14.10.2024 | 14.10.2025
Reagensi, izuzev za transfuziju | 404-1-110/24-44 | 249 | Reagensi za biohemijski analizator ILAB 300 plus/ILAB ARIES (Instrumentation Laboratory) | 93 | K electrode | RGN233471 | pakovanje | 1 komad | Instrumentation Laboratory | K electrode | 79350 | 20% | Maymedica d.o.o. | 105-16/24 | 14.10.2024 | 14.10.2025
Reagensi, izuzev za transfuziju | 404-1-110/24-44 | 249 | Reagensi za biohemijski analizator ILAB 300 plus/ILAB ARIES (Instrumentation Laboratory) | 94 | Cl electrode | RGN233472 | pakovanje | 1 komad | Instrumentation Laboratory | Cl electrode | 79350 | 20% | Maymedica d.o.o. | 105-16/24 | 14.10.2024 | 14.10.2025
Reagensi, izuzev za transfuziju | 404-1-110/24-44 | 249 | Reagensi za biohemijski analizator ILAB 300 plus/ILAB ARIES (Instrumentation Laboratory) | 95 | Reference electrode | RGN233473 | pakovanje | 1 komad | Instrumentation Laboratory | Reference electrode | 126500 | 20% | Maymedica d.o.o. | 105-16/24 | 14.10.2024 | 14.10.2025
Reagensi, izuzev za transfuziju | 404-1-110/24-44 | 249 | Reagensi za biohemijski analizator ILAB 300 plus/ILAB ARIES (Instrumentation Laboratory) | 96 | ReferrIL E | RGN233474 | pakovanje | 2x3 mL | Instrumentation Laboratory | ReferrIL E | 9200 | 20% | Maymedica d.o.o. | 105-16/24 | 14.10.2024 | 14.10.2025
Reagensi, izuzev za transfuziju | 404-1-110/24-44 | 249 | Reagensi za biohemijski analizator ILAB 300 plus/ILAB ARIES (Instrumentation Laboratory) | 97 | Total protein Urine-CSF | RGN233475 | pakovanje | 4x20 mL | Instrumentation Laboratory | Total protein Urine-CSF | 19550 | 20% | Maymedica d.o.o. | 105-16/24 | 14.10.2024 | 14.10.2025
Reagensi, izuzev za transfuziju | 404-1-110/24-44 | 249 | Reagensi za biohemijski analizator ILAB 300 plus/ILAB ARIES (Instrumentation Laboratory) | 98 | ReferrIL P | RGN233476 | pakovanje | 3x3 mL | Instrumentation Laboratory | ReferrIL P | 25875 | 20% | Maymedica d.o.o. | 105-16/24 | 14.10.2024 | 14.10.2025
Reagensi, izuzev za transfuziju | 404-1-110/24-44 | 249 | Reagensi za biohemijski analizator ILAB 300 plus/ILAB ARIES (Instrumentation Laboratory) | 99 | UriChem Controls | RGN233477 | pakovanje | 3x10 mL. 3x10mL | Instrumentation Laboratory | UriChem Controls | 34500 | 20% | Maymedica d.o.o. | 105-16/24 | 14.10.2024 | 14.10.2025
Reagensi, izuzev za transfuziju | 404-1-110/24-44 | 250 | Reagensi za biohemijski analizatori MINDRAY BS 400 i MINDRAY BS 480 (MINDRAY) | 1 | Albumin | RGN215668 | komad | 1000 testova | Shenzhen Mindray Bio-Medical Electronics Co., Ltd. | Albumin | 3881.54 | 20% | Labteh d.o.o. | 105-13/24 | 08.10.2024 | 08.10.2025
Reagensi, izuzev za transfuziju | 404-1-110/24-44 | 250 | Reagensi za biohemijski analizatori MINDRAY BS 400 i MINDRAY BS 480 (MINDRAY) | 2 | ALP | RGN215669 | KIT | 1090 testova | Shenzhen Mindray Bio-Medical Electronics Co., Ltd. | Alkaline phosphatase | 6480.25 | 20% | Labteh d.o.o. | 105-13/24 | 08.10.2024 | 08.10.2025
Reagensi, izuzev za transfuziju | 404-1-110/24-44 | 250 | Reagensi za biohemijski analizatori MINDRAY BS 400 i MINDRAY BS 480 (MINDRAY) | 3 | ALT | RGN215670 | KIT | 1 050 testova | Shenzhen Mindray Bio-Medical Electronics Co., Ltd. | Alanine Aminotransferase | 9125.25 | 20% | Labteh d.o.o. | 105-13/24 | 08.10.2024 | 08.10.2025
Reagensi, izuzev za transfuziju | 404-1-110/24-44 | 250 | Reagensi za biohemijski analizatori MINDRAY BS 400 i MINDRAY BS 480 (MINDRAY) | 4 | AST | RGN215671 | KIT | 1 050 testova | Shenzhen Mindray Bio-Medical Electronics Co., Ltd. | Aspartate Aminotransferase | 8860.75 | 20% | Labteh d.o.o. | 105-13/24 | 08.10.2024 | 08.10.2025
Reagensi, izuzev za transfuziju | 404-1-110/24-44 | 250 | Reagensi za biohemijski analizatori MINDRAY BS 400 i MINDRAY BS 480 (MINDRAY) | 5 | Bikarbonat ( CO2) sa kalibratorom i kontrolom | RGN215672 | KIT | 215 testova | Shenzhen Mindray Bio-Medical Electronics Co., Ltd. | Bicarbonates ** (C and Q) | 20459 | 20% | Labteh d.o.o. | 105-13/24 | 08.10.2024 | 08.10.2025
Reagensi, izuzev za transfuziju | 404-1-110/24-44 | 250 | Reagensi za biohemijski analizatori MINDRAY BS 400 i MINDRAY BS 480 (MINDRAY) | 6 | Bilirubin direktni | RGN215673 | KIT | 400 testova | Shenzhen Mindray Bio-Medical Electronics Co., Ltd. | Bilirubin Direct | 3716.25 | 20% | Labteh d.o.o. | 105-13/24 | 08.10.2024 | 08.10.2025
Reagensi, izuzev za transfuziju | 404-1-110/24-44 | 250 | Reagensi za biohemijski analizatori MINDRAY BS 400 i MINDRAY BS 480 (MINDRAY) | 7 | CD-80 detergent | RGN215674 | pakovanje | 6x2l | Shenzhen Mindray Bio-Medical Electronics Co., Ltd. | CD80 detergent | 66125 | 20% | Labteh d.o.o. | 105-13/24 | 08.10.2024 | 08.10.2025
Reagensi, izuzev za transfuziju | 404-1-110/24-44 | 250 | Reagensi za biohemijski analizatori MINDRAY BS 400 i MINDRAY BS 480 (MINDRAY) | 8 | CK | RGN215675 | KIT | 550 testova | Shenzhen Mindray Bio-Medical Electronics Co., Ltd. | Creatine Kinase | 25788.75 | 20% | Labteh d.o.o. | 105-13/24 | 08.10.2024 | 08.10.2025
Reagensi, izuzev za transfuziju | 404-1-110/24-44 | 250 | Reagensi za biohemijski analizatori MINDRAY BS 400 i MINDRAY BS 480 (MINDRAY) | 9 | CK - MB | RGN215676 | KIT | 550 testova | Shenzhen Mindray Bio-Medical Electronics Co., Ltd. | Creatine Kinase-MB | 57608.1 | 20% | Labteh d.o.o. | 105-13/24 | 08.10.2024 | 08.10.2025
Reagensi, izuzev za transfuziju | 404-1-110/24-44 | 250 | Reagensi za biohemijski analizatori MINDRAY BS 400 i MINDRAY BS 480 (MINDRAY) | 10 | CK-MB kalibrator | RGN215677 | pakovanje | 3x1ml | Shenzhen Mindray Bio-Medical Electronics Co., Ltd. | CK-MB Calibrator | 33062.5 | 20% | Labteh d.o.o. | 105-13/24 | 08.10.2024 | 08.10.2025
Reagensi, izuzev za transfuziju | 404-1-110/24-44 | 250 | Reagensi za biohemijski analizatori MINDRAY BS 400 i MINDRAY BS 480 (MINDRAY) | 11 | CRP | RGN215678 | KIT | 120 testova | Shenzhen Mindray Bio-Medical Electronics Co., Ltd. | C-Reactive Protein | 15208.75 | 20% | Labteh d.o.o. | 105-13/24 | 08.10.2024 | 08.10.2025
Reagensi, izuzev za transfuziju | 404-1-110/24-44 | 250 | Reagensi za biohemijski analizatori MINDRAY BS 400 i MINDRAY BS 480 (MINDRAY) | 12 | CRP kalibrator | RGN215679 | pakovanje | 5x1 ml | Shenzhen Mindray Bio-Medical Electronics Co., Ltd. | CRP Calibrator | 67390.6 | 20% | Labteh d.o.o. | 105-13/24 | 08.10.2024 | 08.10.2025
Reagensi, izuzev za transfuziju | 404-1-110/24-44 | 250 | Reagensi za biohemijski analizatori MINDRAY BS 400 i MINDRAY BS 480 (MINDRAY) | 13 | Feritin Kalibrator | RGN215680 | KIT | 1×4 nivoa×2 ml | Shenzhen Mindray Bio-Medical Electronics Co., Ltd. | FER calibrator | 116975 | 20% | Labteh d.o.o. | 105-13/24 | 08.10.2024 | 08.10.2025
Reagensi, izuzev za transfuziju | 404-1-110/24-44 | 250 | Reagensi za biohemijski analizatori MINDRAY BS 400 i MINDRAY BS 480 (MINDRAY) | 14 | Ferritin | RGN215681 | komad | 67 testova | Shenzhen Mindray Bio-Medical Electronics Co., Ltd. | Ferritin | 38683.13 | 20% | Labteh d.o.o. | 105-13/24 | 08.10.2024 | 08.10.2025
Reagensi, izuzev za transfuziju | 404-1-110/24-44 | 250 | Reagensi za biohemijski analizatori MINDRAY BS 400 i MINDRAY BS 480 (MINDRAY) | 15 | Fosfor | RGN215682 | KIT | 1000 testova | Shenzhen Mindray Bio-Medical Electronics Co., Ltd. | Phosphorus | 4443.6 | 20% | Labteh d.o.o. | 105-13/24 | 08.10.2024 | 08.10.2025
Reagensi, izuzev za transfuziju | 404-1-110/24-44 | 250 | Reagensi za biohemijski analizatori MINDRAY BS 400 i MINDRAY BS 480 (MINDRAY) | 16 | GGT | RGN215683 | KIT | 1050 testova | Shenzhen Mindray Bio-Medical Electronics Co., Ltd. | Gamma–Glutamyltransferase | 15208.75 | 20% | Labteh d.o.o. | 105-13/24 | 08.10.2024 | 08.10.2025
Reagensi, izuzev za transfuziju | 404-1-110/24-44 | 250 | Reagensi za biohemijski analizatori MINDRAY BS 400 i MINDRAY BS 480 (MINDRAY) | 17 | Glukoza (GOD) | RGN215684 | KIT | 552 testova | Shenzhen Mindray Bio-Medical Electronics Co., Ltd. | Glucose | 4628.75 | 20% | Labteh d.o.o. | 105-13/24 | 08.10.2024 | 08.10.2025
Reagensi, izuzev za transfuziju | 404-1-110/24-44 | 250 | Reagensi za biohemijski analizatori MINDRAY BS 400 i MINDRAY BS 480 (MINDRAY) | 18 | Glukoza (HEX) | RGN215685 | komad | 700 testova | Shenzhen Mindray Bio-Medical Electronics Co., Ltd. | Glucose (Hex) | 7802.75 | 20% | Labteh d.o.o. | 105-13/24 | 08.10.2024 | 08.10.2025
Reagensi, izuzev za transfuziju | 404-1-110/24-44 | 250 | Reagensi za biohemijski analizatori MINDRAY BS 400 i MINDRAY BS 480 (MINDRAY) | 19 | Gvožđe | RGN215686 | KIT | 420 testova | Shenzhen Mindray Bio-Medical Electronics Co., Ltd. | Iron ** (C and Q) | 18515 | 20% | Labteh d.o.o. | 105-13/24 | 08.10.2024 | 08.10.2025
Reagensi, izuzev za transfuziju | 404-1-110/24-44 | 250 | Reagensi za biohemijski analizatori MINDRAY BS 400 i MINDRAY BS 480 (MINDRAY) | 20 | HDL - holesterol | RGN215687 | KIT | 850 testova | Shenzhen Mindray Bio-Medical Electronics Co., Ltd. | HDL-Cholesterol | 60682.92 | 20% | Labteh d.o.o. | 105-13/24 | 08.10.2024 | 08.10.2025
Reagensi, izuzev za transfuziju | 404-1-110/24-44 | 250 | Reagensi za biohemijski analizatori MINDRAY BS 400 i MINDRAY BS 480 (MINDRAY) | 21 | Holesterol ukupni | RGN215688 | KIT | 1000 testova | Shenzhen Mindray Bio-Medical Electronics Co., Ltd. | Total Cholesterol | 8173.05 | 20% | Labteh d.o.o. | 105-13/24 | 08.10.2024 | 08.10.2025
Reagensi, izuzev za transfuziju | 404-1-110/24-44 | 250 | Reagensi za biohemijski analizatori MINDRAY BS 400 i MINDRAY BS 480 (MINDRAY) | 22 | Kalcijum | RGN215689 | KIT | 1000 testova | Shenzhen Mindray Bio-Medical Electronics Co., Ltd. | Calcium | 6348 | 20% | Labteh d.o.o. | 105-13/24 | 08.10.2024 | 08.10.2025
Reagensi, izuzev za transfuziju | 404-1-110/24-44 | 250 | Reagensi za biohemijski analizatori MINDRAY BS 400 i MINDRAY BS 480 (MINDRAY) | 23 | Komplement C3 | RGN215690 | komad | 171 test | Shenzhen Mindray Bio-Medical Electronics Co., Ltd. | Complement C3 | 15076.5 | 20% | Labteh d.o.o. | 105-13/24 | 08.10.2024 | 08.10.2025
Reagensi, izuzev za transfuziju | 404-1-110/24-44 | 250 | Reagensi za biohemijski analizatori MINDRAY BS 400 i MINDRAY BS 480 (MINDRAY) | 24 | Komplement C4 | RGN215691 | komad | 162 testa | Shenzhen Mindray Bio-Medical Electronics Co., Ltd. | Complement C4 | 15076.5 | 20% | Labteh d.o.o. | 105-13/24 | 08.10.2024 | 08.10.2025
Reagensi, izuzev za transfuziju | 404-1-110/24-44 | 250 | Reagensi za biohemijski analizatori MINDRAY BS 400 i MINDRAY BS 480 (MINDRAY) | 25 | Kontrola nivo 1 (CLINCHEM 1) | RGN215692 | pakovanje | 10×5 ml | Shenzhen Mindray Bio-Medical Electronics Co., Ltd. | ClinChem Multi Control (level 1) | 66125 | 20% | Labteh d.o.o. | 105-13/24 | 08.10.2024 | 08.10.2025
Reagensi, izuzev za transfuziju | 404-1-110/24-44 | 250 | Reagensi za biohemijski analizatori MINDRAY BS 400 i MINDRAY BS 480 (MINDRAY) | 26 | Kontrola nivo 2 (CLINCHEM 2) | RGN215693 | pakovanje | 10×5 ml | Shenzhen Mindray Bio-Medical Electronics Co., Ltd. | ClinChem Multi Control (level 2) | 66125 | 20% | Labteh d.o.o. | 105-13/24 | 08.10.2024 | 08.10.2025
Reagensi, izuzev za transfuziju | 404-1-110/24-44 | 250 | Reagensi za biohemijski analizatori MINDRAY BS 400 i MINDRAY BS 480 (MINDRAY) | 27 | Kreatinin | RGN215694 | pakovanje | 800 testova | Shenzhen Mindray Bio-Medical Electronics Co., Ltd. | Creatinine | 7935 | 20% | Labteh d.o.o. | 105-13/24 | 08.10.2024 | 08.10.2025
Reagensi, izuzev za transfuziju | 404-1-110/24-44 | 250 | Reagensi za biohemijski analizatori MINDRAY BS 400 i MINDRAY BS 480 (MINDRAY) | 28 | LDH | RGN215695 | KIT | 922 testa | Shenzhen Mindray Bio-Medical Electronics Co., Ltd. | Lactate Dehydrogenase | 14970.7 | 20% | Labteh d.o.o. | 105-13/24 | 08.10.2024 | 08.10.2025
Reagensi, izuzev za transfuziju | 404-1-110/24-44 | 250 | Reagensi za biohemijski analizatori MINDRAY BS 400 i MINDRAY BS 480 (MINDRAY) | 29 | Lipid kalibrator | RGN215696 | pakovanje | 5x1ml | Shenzhen Mindray Bio-Medical Electronics Co., Ltd. | Lipids Calibrator | 26979 | 20% | Labteh d.o.o. | 105-13/24 | 08.10.2024 | 08.10.2025
Reagensi, izuzev za transfuziju | 404-1-110/24-44 | 250 | Reagensi za biohemijski analizatori MINDRAY BS 400 i MINDRAY BS 480 (MINDRAY) | 30 | Mokraćna kiselina | RGN215697 | KIT | 1000 testova | Shenzhen Mindray Bio-Medical Electronics Co., Ltd. | Uric Acid | 11241.25 | 20% | Labteh d.o.o. | 105-13/24 | 08.10.2024 | 08.10.2025
Reagensi, izuzev za transfuziju | 404-1-110/24-44 | 250 | Reagensi za biohemijski analizatori MINDRAY BS 400 i MINDRAY BS 480 (MINDRAY) | 31 | Multi Sera Calibrator | RGN215698 | pakovanje | 10×3 ml | Shenzhen Mindray Bio-Medical Electronics Co., Ltd. | Multi Sera Calibrator | 35046.25 | 20% | Labteh d.o.o. | 105-13/24 | 08.10.2024 | 08.10.2025
Reagensi, izuzev za transfuziju | 404-1-110/24-44 | 250 | Reagensi za biohemijski analizatori MINDRAY BS 400 i MINDRAY BS 480 (MINDRAY) | 32 | RF sa kalibratorom | RGN215699 | komad | 410 testova | Shenzhen Mindray Bio-Medical Electronics Co., Ltd. | Rheumatoid Factor Ⅱ | 39675 | 20% | Labteh d.o.o. | 105-13/24 | 08.10.2024 | 08.10.2025
Reagensi, izuzev za transfuziju | 404-1-110/24-44 | 250 | Reagensi za biohemijski analizatori MINDRAY BS 400 i MINDRAY BS 480 (MINDRAY) | 33 | Total Protein in Urine/CSF (TPUC) | RGN215700 | pakovanje | 240 testova | Shenzhen Mindray Bio-Medical Electronics Co., Ltd. | Total Protein in Urine/CSF（TPUC） | 2221.8 | 20% | Labteh d.o.o. | 105-13/24 | 08.10.2024 | 08.10.2025
Reagensi, izuzev za transfuziju | 404-1-110/24-44 | 250 | Reagensi za biohemijski analizatori MINDRAY BS 400 i MINDRAY BS 480 (MINDRAY) | 34 | TPUC kontrola | RGN215701 | komad | L:1×1 ml H:1×1 ml | Shenzhen Mindray Bio-Medical Electronics Co., Ltd. | TPUC Control | 2539.2 | 20% | Labteh d.o.o. | 105-13/24 | 08.10.2024 | 08.10.2025
Reagensi, izuzev za transfuziju | 404-1-110/24-44 | 250 | Reagensi za biohemijski analizatori MINDRAY BS 400 i MINDRAY BS 480 (MINDRAY) | 35 | Trigliceridi | RGN215702 | KIT | 1000 testova | Shenzhen Mindray Bio-Medical Electronics Co., Ltd. | Triglycerides | 20498.75 | 20% | Labteh d.o.o. | 105-13/24 | 08.10.2024 | 08.10.2025
Reagensi, izuzev za transfuziju | 404-1-110/24-44 | 250 | Reagensi za biohemijski analizatori MINDRAY BS 400 i MINDRAY BS 480 (MINDRAY) | 36 | UIBC sa kalibratorom | RGN215703 | pakovanje | 360 testova | Shenzhen Mindray Bio-Medical Electronics Co., Ltd. | Unsaturated Iron Binding Capacity | 10580 | 20% | Labteh d.o.o. | 105-13/24 | 08.10.2024 | 08.10.2025
Reagensi, izuzev za transfuziju | 404-1-110/24-44 | 250 | Reagensi za biohemijski analizatori MINDRAY BS 400 i MINDRAY BS 480 (MINDRAY) | 37 | Ukupni Bilirubin | RGN215704 | KIT | 360 testova | Shenzhen Mindray Bio-Medical Electronics Co., Ltd. | Bilirubin Total | 4232 | 20% | Labteh d.o.o. | 105-13/24 | 08.10.2024 | 08.10.2025
Reagensi, izuzev za transfuziju | 404-1-110/24-44 | 250 | Reagensi za biohemijski analizatori MINDRAY BS 400 i MINDRAY BS 480 (MINDRAY) | 38 | Ukupni proteini | RGN215705 | KIT | 1000 testova | Shenzhen Mindray Bio-Medical Electronics Co., Ltd. | Total Protein | 4232 | 20% | Labteh d.o.o. | 105-13/24 | 08.10.2024 | 08.10.2025
Reagensi, izuzev za transfuziju | 404-1-110/24-44 | 250 | Reagensi za biohemijski analizatori MINDRAY BS 400 i MINDRAY BS 480 (MINDRAY) | 39 | Urea | RGN215706 | KIT | 1000 testova | Shenzhen Mindray Bio-Medical Electronics Co., Ltd. | Urea | 8331.75 | 20% | Labteh d.o.o. | 105-13/24 | 08.10.2024 | 08.10.2025
Reagensi, izuzev za transfuziju | 404-1-110/24-44 | 250 | Reagensi za biohemijski analizatori MINDRAY BS 400 i MINDRAY BS 480 (MINDRAY) | 40 | α Amilaza | RGN215707 | KIT | 240 testova | Shenzhen Mindray Bio-Medical Electronics Co., Ltd. | α-Amylase | 16703.2 | 20% | Labteh d.o.o. | 105-13/24 | 08.10.2024 | 08.10.2025
Reagensi, izuzev za transfuziju | 404-1-110/24-44 | 250 | Reagensi za biohemijski analizatori MINDRAY BS 400 i MINDRAY BS 480 (MINDRAY) | 41 | Hemoglobin A1c sa kalibratorom i kontrolom | RGN215708 | KIT | 200 testova | Shenzhen Mindray Bio-Medical Electronics Co., Ltd. | Haemoglobin A1c ** (C and Q) | 116380 | 20% | Labteh d.o.o. | 105-13/24 | 08.10.2024 | 08.10.2025
Reagensi, izuzev za transfuziju | 404-1-110/24-44 | 250 | Reagensi za biohemijski analizatori MINDRAY BS 400 i MINDRAY BS 480 (MINDRAY) | 42 | Specifični protein kalibrator | RGN215709 | pakovanje | 5×1 mL | Shenzhen Mindray Bio-Medical Electronics Co., Ltd. | Specific Proteins Calibrator | 42320 | 20% | Labteh d.o.o. | 105-13/24 | 08.10.2024 | 08.10.2025
Reagensi, izuzev za transfuziju | 404-1-110/24-44 | 250 | Reagensi za biohemijski analizatori MINDRAY BS 400 i MINDRAY BS 480 (MINDRAY) | 43 | ASO/RF/CRP kontrola | RGN215710 | pakovanje | 3*1ml H3*1ml | Shenzhen Mindray Bio-Medical Electronics Co., Ltd. | ASO/CRP/RF Triple Control | 79350 | 20% | Labteh d.o.o. | 105-13/24 | 08.10.2024 | 08.10.2025
Reagensi, izuzev za transfuziju | 404-1-110/24-44 | 250 | Reagensi za biohemijski analizatori MINDRAY BS 400 i MINDRAY BS 480 (MINDRAY) | 44 | Reagent Module (Cal A, Cal B, Waste) | RGN215711 | komad | A-520ml, B-190ml | Shenzhen Mindray Bio-Medical Electronics Co., Ltd. | ISE Reagent Pack | 52238.75 | 20% | Labteh d.o.o. | 105-13/24 | 08.10.2024 | 08.10.2025
Reagensi, izuzev za transfuziju | 404-1-110/24-44 | 250 | Reagensi za biohemijski analizatori MINDRAY BS 400 i MINDRAY BS 480 (MINDRAY) | 45 | Cleaning Solution Kit | RGN215712 | komad | 1x90ml, 6x0,7g | Shenzhen Mindray Bio-Medical Electronics Co., Ltd. | ISE Module Cleaning Kit | 9191.3 | 20% | Labteh d.o.o. | 105-13/24 | 08.10.2024 | 08.10.2025
Reagensi, izuzev za transfuziju | 404-1-110/24-44 | 250 | Reagensi za biohemijski analizatori MINDRAY BS 400 i MINDRAY BS 480 (MINDRAY) | 46 | D-Dimer sa kalibratorom | RGN233478 | komad | R1:1×40 mL+R2:1×15 mL+Calibrator:6×0.5 mL | Shenzhen Mindray Bio-Medical Electronics Co., Ltd. | D-Dimer (*C) | 37559 | 20% | Labteh d.o.o. | 105-13/24 | 08.10.2024 | 08.10.2025
Reagensi, izuzev za transfuziju | 404-1-110/24-44 | 250 | Reagensi za biohemijski analizatori MINDRAY BS 400 i MINDRAY BS 480 (MINDRAY) | 47 | D-Dimer kontrola | RGN233479 | komad | 2 nivoa×0.5 mL | Shenzhen Mindray Bio-Medical Electronics Co., Ltd. | D-Dimer Control | 22482.5 | 20% | Labteh d.o.o. | 105-13/24 | 08.10.2024 | 08.10.2025
Reagensi, izuzev za transfuziju | 404-1-110/24-44 | 252 | Reagensi za biohemijski anlizator CS 400/480/680 (Dirui) | 1 | Urea | RGN215752 | pakovanje | 728 analiza | Dirui Industrial Co., Ltd., Kina | UREA REAGENT KIT (BUN) | 6537.44 | 20% | Euromedicina d.o.o. | 105-8/24 | 08.10.2024 | 08.10.2025
Reagensi, izuzev za transfuziju | 404-1-110/24-44 | 252 | Reagensi za biohemijski anlizator CS 400/480/680 (Dirui) | 2 | GLUCOSE REAGENT KIT | RGN220910 | pakovanje | R1 4x50ml, R2 1x50ml | Dirui Industrial Co., Ltd., Kina | GLUCOSE REAGENT KIT (GLU-OX) | 3106.5 | 20% | Euromedicina d.o.o. | 105-8/24 | 08.10.2024 | 08.10.2025
Reagensi, izuzev za transfuziju | 404-1-110/24-44 | 252 | Reagensi za biohemijski anlizator CS 400/480/680 (Dirui) | 3 | Bilirubin -ukupni | RGN215754 | pakovanje | 1077 analiza | Dirui Industrial Co., Ltd., Kina | TOTAL BILIRUBIN REAGENT KIT (TB) | 3537 | 20% | Euromedicina d.o.o. | 105-8/24 | 08.10.2024 | 08.10.2025
Reagensi, izuzev za transfuziju | 404-1-110/24-44 | 252 | Reagensi za biohemijski anlizator CS 400/480/680 (Dirui) | 4 | DIRECT BILIRUBIN REAGENT KIT | RGN220911 | pakovanje | R1 5x50ml, R2 1x3ml | Dirui Industrial Co., Ltd., Kina | DIRECT BILIRUBIN REAGENT KIT (DB) | 3537.04 | 20% | Euromedicina d.o.o. | 105-8/24 | 08.10.2024 | 08.10.2025
Reagensi, izuzev za transfuziju | 404-1-110/24-44 | 252 | Reagensi za biohemijski anlizator CS 400/480/680 (Dirui) | 5 | LDH | RGN215756 | pakovanje | 728 analiza | Dirui Industrial Co., Ltd., Kina | LACTATE DEHYDROGENASE REAGENT KIT (LDH) | 8321.04 | 20% | Euromedicina d.o.o. | 105-8/24 | 08.10.2024 | 08.10.2025
Reagensi, izuzev za transfuziju | 404-1-110/24-44 | 252 | Reagensi za biohemijski anlizator CS 400/480/680 (Dirui) | 6 | AST | RGN215757 | pakovanje | 728 analiza | Dirui Industrial Co., Ltd., Kina | ASPARTATE AMINOTRANSFERASE (AST) | 3276 | 20% | Euromedicina d.o.o. | 105-8/24 | 08.10.2024 | 08.10.2025
Reagensi, izuzev za transfuziju | 404-1-110/24-44 | 252 | Reagensi za biohemijski anlizator CS 400/480/680 (Dirui) | 7 | ALT | RGN215758 | pakovanje | 728 analiza | Dirui Industrial Co., Ltd., Kina | ALANINE AMINOTRANSFERASE LIQUID KIT (ALT) | 3370.64 | 20% | Euromedicina d.o.o. | 105-8/24 | 08.10.2024 | 08.10.2025
Reagensi, izuzev za transfuziju | 404-1-110/24-44 | 252 | Reagensi za biohemijski anlizator CS 400/480/680 (Dirui) | 8 | ALP | RGN215759 | pakovanje | 862 analiza | Dirui Industrial Co., Ltd., Kina | ALKALINE PHOSPHATASE REAGENT KIT (ALP) | 4542.74 | 20% | Euromedicina d.o.o. | 105-8/24 | 08.10.2024 | 08.10.2025
Reagensi, izuzev za transfuziju | 404-1-110/24-44 | 252 | Reagensi za biohemijski anlizator CS 400/480/680 (Dirui) | 9 | AMYLASE REAGENT KIT | RGN220912 | pakovanje | R1 4x50ml, R2 1x50ml | Dirui Industrial Co., Ltd., Kina | AMYLASE REAGENT KIT (AMY) | 28252 | 20% | Euromedicina d.o.o. | 105-8/24 | 08.10.2024 | 08.10.2025
Reagensi, izuzev za transfuziju | 404-1-110/24-44 | 252 | Reagensi za biohemijski anlizator CS 400/480/680 (Dirui) | 10 | GGT | RGN215761 | pakovanje | 862 analiza | Dirui Industrial Co., Ltd., Kina | γ-GLUTAMYL TRANSFERASE REAGENT KIT (GGT) | 7016.68 | 20% | Euromedicina d.o.o. | 105-8/24 | 08.10.2024 | 08.10.2025
Reagensi, izuzev za transfuziju | 404-1-110/24-44 | 252 | Reagensi za biohemijski anlizator CS 400/480/680 (Dirui) | 11 | CK-NAC | RGN215762 | pakovanje | 862 analiza | Dirui Industrial Co., Ltd., Kina | CREATIN KINASE REAGENT KIT (CK) | 10787 | 20% | Euromedicina d.o.o. | 105-8/24 | 08.10.2024 | 08.10.2025
Reagensi, izuzev za transfuziju | 404-1-110/24-44 | 252 | Reagensi za biohemijski anlizator CS 400/480/680 (Dirui) | 12 | CHOLESTEROL REAGENT KIT | RGN220913 | pakovanje | R1 4x50ml, R2 1x50ml | Dirui Industrial Co., Ltd., Kina | CHOLESTEROL REAGENT KIT (TC) | 4708.8 | 20% | Euromedicina d.o.o. | 105-8/24 | 08.10.2024 | 08.10.2025
Reagensi, izuzev za transfuziju | 404-1-110/24-44 | 252 | Reagensi za biohemijski anlizator CS 400/480/680 (Dirui) | 13 | TRIGLYCERIDES REAGENT KIT | RGN220914 | pakovanje | R1 4x50ml, R2 1x50ml | Dirui Industrial Co., Ltd., Kina | TRIGLYCERIDES REAGENT KIT (TG) | 7691.04 | 20% | Euromedicina d.o.o. | 105-8/24 | 08.10.2024 | 08.10.2025
Reagensi, izuzev za transfuziju | 404-1-110/24-44 | 252 | Reagensi za biohemijski anlizator CS 400/480/680 (Dirui) | 14 | URIC ACID REAGENT KIT | RGN220915 | pakovanje | R1 4x50ml, R2 1x50ml | Dirui Industrial Co., Ltd., Kina | URIC ACID REAGENT KIT (UA) | 4708.8 | 20% | Euromedicina d.o.o. | 105-8/24 | 08.10.2024 | 08.10.2025
Reagensi, izuzev za transfuziju | 404-1-110/24-44 | 252 | Reagensi za biohemijski anlizator CS 400/480/680 (Dirui) | 15 | Albumin | RGN215766 | pakovanje | 734 analiza | Dirui Industrial Co., Ltd., Kina | ALBUMIN REAGENT KIT (ALB) | 1587 | 20% | Euromedicina d.o.o. | 105-8/24 | 08.10.2024 | 08.10.2025
Reagensi, izuzev za transfuziju | 404-1-110/24-44 | 252 | Reagensi za biohemijski anlizator CS 400/480/680 (Dirui) | 16 | Ukupni proteini | RGN215767 | pakovanje | 870 analiza | Dirui Industrial Co., Ltd., Kina | TOTAL PROTEIN REAGENT KIT (TP) | 4706.7 | 20% | Euromedicina d.o.o. | 105-8/24 | 08.10.2024 | 08.10.2025
Reagensi, izuzev za transfuziju | 404-1-110/24-44 | 252 | Reagensi za biohemijski anlizator CS 400/480/680 (Dirui) | 17 | CREATININE | RGN233480 | pakovanje | 2 x 500 ml | BioSystems S.A., Španija | CREATININE | 6400 | 20% | Euromedicina d.o.o. | 105-8/24 | 08.10.2024 | 08.10.2025
Reagensi, izuzev za transfuziju | 404-1-110/24-44 | 252 | Reagensi za biohemijski anlizator CS 400/480/680 (Dirui) | 18 | FE REAGENT KIT (FERENE METHOD) | RGN220916 | pakovanje | R1 4x50ml, R2 2x20ml | Dirui Industrial Co., Ltd., Kina | FE REAGENT KIT (FE) | 6131.25 | 20% | Euromedicina d.o.o. | 105-8/24 | 08.10.2024 | 08.10.2025
Reagensi, izuzev za transfuziju | 404-1-110/24-44 | 252 | Reagensi za biohemijski anlizator CS 400/480/680 (Dirui) | 19 | Fosfor | RGN215770 | pakovanje | 734 analiza | Dirui Industrial Co., Ltd., Kina | INORGANIC PHOSPHORUS REAGENT KIT (PHOS) | 2789.2 | 20% | Euromedicina d.o.o. | 105-8/24 | 08.10.2024 | 08.10.2025
Reagensi, izuzev za transfuziju | 404-1-110/24-44 | 252 | Reagensi za biohemijski anlizator CS 400/480/680 (Dirui) | 20 | Magnezijum | RGN215771 | pakovanje | 734 analiza | Dirui Industrial Co., Ltd., Kina | MAGNESIUM REAGENT KIT (MG) | 7084 | 20% | Euromedicina d.o.o. | 105-8/24 | 08.10.2024 | 08.10.2025
Reagensi, izuzev za transfuziju | 404-1-110/24-44 | 252 | Reagensi za biohemijski anlizator CS 400/480/680 (Dirui) | 21 | Kalcijum | RGN215772 | pakovanje | 734 analiza | Dirui Industrial Co., Ltd., Kina | CALCIUM REAGENT KIT (Ca-ARS) | 4359.96 | 20% | Euromedicina d.o.o. | 105-8/24 | 08.10.2024 | 08.10.2025
Reagensi, izuzev za transfuziju | 404-1-110/24-44 | 252 | Reagensi za biohemijski anlizator CS 400/480/680 (Dirui) | 22 | HDL-holesterol direktan | RGN215773 | pakovanje | 423 analiza | Dirui Industrial Co., Ltd., Kina | HIGH DENSITY LIPOPROTEIN CHOLESTEROL REAGENT KIT (HDL-C) | 21141.54 | 20% | Euromedicina d.o.o. | 105-8/24 | 08.10.2024 | 08.10.2025
Reagensi, izuzev za transfuziju | 404-1-110/24-44 | 252 | Reagensi za biohemijski anlizator CS 400/480/680 (Dirui) | 23 | C-reaktivni protein sa kalibratorom | RGN215774 | pakovanje | 437 analiza | Dirui Industrial Co., Ltd., Kina | C-REACTIVE PROTEIN REAGENT KIT (CRP) | 41171 | 20% | Euromedicina d.o.o. | 105-8/24 | 08.10.2024 | 08.10.2025
Reagensi, izuzev za transfuziju | 404-1-110/24-44 | 252 | Reagensi za biohemijski anlizator CS 400/480/680 (Dirui) | 24 | Normalna kontrola/Clinical Chemical Quality Control Serum Level 1 | RGN215775 | komad | 5 ml | Dirui Industrial Co., Ltd., Kina | Clinical chemical quality control serum | 6842.5 | 20% | Euromedicina d.o.o. | 105-8/24 | 08.10.2024 | 08.10.2025
Reagensi, izuzev za transfuziju | 404-1-110/24-44 | 252 | Reagensi za biohemijski anlizator CS 400/480/680 (Dirui) | 25 | CS-antibacterial phosphor-free detergent | RGN215776 | pakovanje | 500 ml | Dirui Industrial Co., Ltd., Kina | CS-Anti-Bacterial Phosphor-Free Detergent | 15572 | 20% | Euromedicina d.o.o. | 105-8/24 | 08.10.2024 | 08.10.2025
Reagensi, izuzev za transfuziju | 404-1-110/24-44 | 252 | Reagensi za biohemijski anlizator CS 400/480/680 (Dirui) | 26 | CS-alkaline detergent | RGN215777 | pakovanje | 2000 ml | Dirui Industrial Co., Ltd., Kina | CS-Alkaline Detergent | 15572 | 20% | Euromedicina d.o.o. | 105-8/24 | 08.10.2024 | 08.10.2025
Reagensi, izuzev za transfuziju | 404-1-110/24-44 | 252 | Reagensi za biohemijski anlizator CS 400/480/680 (Dirui) | 27 | Reaction cuvettes | RGN215778 | pakovanje | 3x40 | Dirui Industrial Co., Ltd., Kina | Reaction cuvettes | 26487 | 20% | Euromedicina d.o.o. | 105-8/24 | 08.10.2024 | 08.10.2025
Reagensi, izuzev za transfuziju | 404-1-110/24-44 | 252 | Reagensi za biohemijski anlizator CS 400/480/680 (Dirui) | 28 | Clinical Chemical Calibration Serum | RGN215779 | komad | 5 ml | Dirui Industrial Co., Ltd., Kina | Clinical chemical calibration serum | 12453 | 20% | Euromedicina d.o.o. | 105-8/24 | 08.10.2024 | 08.10.2025
Reagensi, izuzev za transfuziju | 404-1-110/24-44 | 252 | Reagensi za biohemijski anlizator CS 400/480/680 (Dirui) | 29 | Specific Protein Control Serum | RGN220917 | pakovanje | 5x1 ml | Dirui Industrial Co., Ltd., Kina | Specific Protein Control Serum, level 1 | 49050 | 20% | Euromedicina d.o.o. | 105-8/24 | 08.10.2024 | 08.10.2025
Reagensi, izuzev za transfuziju | 404-1-110/24-44 | 252 | Reagensi za biohemijski anlizator CS 400/480/680 (Dirui) | 30 | ACP (Kisela fosfataza) | RGN233481 | pakovanje | 113 analiza | BioSystems S.A., Španija | ACID PHOSPHATASE (ACP) | 15033 | 20% | Euromedicina d.o.o. | 105-8/24 | 08.10.2024 | 08.10.2025
Reagensi, izuzev za transfuziju | 404-1-110/24-44 | 252 | Reagensi za biohemijski anlizator CS 400/480/680 (Dirui) | 31 | IgA sa kailbratorom | RGN215783 | pakovanje | 140 analiza | Dirui Industrial Co., Ltd., Kina | IMMUNOGLOBULIN A KIT (IgA) | 22782 | 20% | Euromedicina d.o.o. | 105-8/24 | 08.10.2024 | 08.10.2025
Reagensi, izuzev za transfuziju | 404-1-110/24-44 | 252 | Reagensi za biohemijski anlizator CS 400/480/680 (Dirui) | 32 | IgG sa kailbratorom | RGN215784 | pakovanje | 140 analiza | Dirui Industrial Co., Ltd., Kina | IMMUNOGLOBULIN G KIT (IgG) | 22782 | 20% | Euromedicina d.o.o. | 105-8/24 | 08.10.2024 | 08.10.2025
Reagensi, izuzev za transfuziju | 404-1-110/24-44 | 252 | Reagensi za biohemijski anlizator CS 400/480/680 (Dirui) | 33 | IgM- sa kailbratorom | RGN215785 | pakovanje | 121 analiza | Dirui Industrial Co., Ltd., Kina | IMMUNOGLOBULIN M KIT (IgM) | 21851 | 20% | Euromedicina d.o.o. | 105-8/24 | 08.10.2024 | 08.10.2025
Reagensi, izuzev za transfuziju | 404-1-110/24-44 | 252 | Reagensi za biohemijski anlizator CS 400/480/680 (Dirui) | 34 | Proteini urin / csf sa kailbratorom | RGN233482 | pakovanje | 283 analiza | Dirui Industrial Co., Ltd., Kina | TOTAL PROTEIN IN URINE REAGENT KIT (TPU) | 25641 | 20% | Euromedicina d.o.o. | 105-8/24 | 08.10.2024 | 08.10.2025
Reagensi, izuzev za transfuziju | 404-1-110/24-44 | 252 | Reagensi za biohemijski anlizator CS 400/480/680 (Dirui) | 35 | Mikroalbumin sa kailbratorom | RGN215787 | pakovanje | 166 analiza | Dirui Industrial Co., Ltd., Kina | MICROALBUMIN REAGENT KIT (MALB) | 20490 | 20% | Euromedicina d.o.o. | 105-8/24 | 08.10.2024 | 08.10.2025
Reagensi, izuzev za transfuziju | 404-1-110/24-44 | 252 | Reagensi za biohemijski anlizator CS 400/480/680 (Dirui) | 36 | TRF sa kailbratorom | RGN215788 | pakovanje | 166 analiza | Dirui Industrial Co., Ltd., Kina | TRANSFERRIN REAGENT KIT (TRF) | 16993.2 | 20% | Euromedicina d.o.o. | 105-8/24 | 08.10.2024 | 08.10.2025
Reagensi, izuzev za transfuziju | 404-1-110/24-44 | 252 | Reagensi za biohemijski anlizator CS 400/480/680 (Dirui) | 37 | GLYCOHEMOGLOBIN A 1C REAGENT KIT | RGN220918 | pakovanje | R1 2x15ml, R2A 1x0.5ml, R2B 1x9,5ml, R3 2x50 | Dirui Industrial Co., Ltd., Kina | GLYCOHEMOGLOBIN A 1C REAGENT KIT (HbA1c) | 76191 | 20% | Euromedicina d.o.o. | 105-8/24 | 08.10.2024 | 08.10.2025
Reagensi, izuzev za transfuziju | 404-1-110/24-44 | 252 | Reagensi za biohemijski anlizator CS 400/480/680 (Dirui) | 38 | MAS UrichemTrak (kontrola za mikroalbumin) | RGN215790 | pakovanje | 6x15 ml | Microgenics Corporation, SAD | MAS UrichemTRAK, Tip: level 1; Level 2; Multi-Pack | 45285 | 20% | Euromedicina d.o.o. | 105-8/24 | 08.10.2024 | 08.10.2025
Reagensi, izuzev za transfuziju | 404-1-110/24-44 | 252 | Reagensi za biohemijski anlizator CS 400/480/680 (Dirui) | 39 | Kalibrator za ACP | RGN233483 | pakovanje | 4x3 ml | BioSystems S.A., Španija | BIOCHEMISTRY CALIBRATOR | 19557 | 20% | Euromedicina d.o.o. | 105-8/24 | 08.10.2024 | 08.10.2025
Reagensi, izuzev za transfuziju | 404-1-110/24-44 | 252 | Reagensi za biohemijski anlizator CS 400/480/680 (Dirui) | 40 | ISE Internal Standard Solution | RGN215792 | pakovanje | 2 l | Dirui Industrial Co., Ltd., Kina | ISE Internal Standard Solution | 22200 | 20% | Euromedicina d.o.o. | 105-8/24 | 08.10.2024 | 08.10.2025
Reagensi, izuzev za transfuziju | 404-1-110/24-44 | 252 | Reagensi za biohemijski anlizator CS 400/480/680 (Dirui) | 41 | ISE Reference Solution | RGN215793 | pakovanje | 500 ml | Dirui Industrial Co., Ltd., Kina | ISE Reference Solution | 24219 | 20% | Euromedicina d.o.o. | 105-8/24 | 08.10.2024 | 08.10.2025
Reagensi, izuzev za transfuziju | 404-1-110/24-44 | 252 | Reagensi za biohemijski anlizator CS 400/480/680 (Dirui) | 42 | ISE Diluent | RGN215794 | pakovanje | 2 l | Dirui Industrial Co., Ltd., Kina | ISE Diluent | 18164 | 20% | Euromedicina d.o.o. | 105-8/24 | 08.10.2024 | 08.10.2025
Reagensi, izuzev za transfuziju | 404-1-110/24-44 | 252 | Reagensi za biohemijski anlizator CS 400/480/680 (Dirui) | 43 | ISE Detergent | RGN215795 | pakovanje | 100 ml | Dirui Industrial Co., Ltd., Kina | CS-ISE Detergent | 4843 | 20% | Euromedicina d.o.o. | 105-8/24 | 08.10.2024 | 08.10.2025
Reagensi, izuzev za transfuziju | 404-1-110/24-44 | 252 | Reagensi za biohemijski anlizator CS 400/480/680 (Dirui) | 44 | ISE Standard Solution(High) | RGN215796 | pakovanje | 3x10 ml | Dirui Industrial Co., Ltd., Kina | ISE Standard Solution tip HIGH | 16953 | 20% | Euromedicina d.o.o. | 105-8/24 | 08.10.2024 | 08.10.2025
Reagensi, izuzev za transfuziju | 404-1-110/24-44 | 252 | Reagensi za biohemijski anlizator CS 400/480/680 (Dirui) | 45 | ISE Standard Solution(Low) | RGN215797 | pakovanje | 3x10 ml | Dirui Industrial Co., Ltd., Kina | ISE Standard Solution tip LOW | 16953 | 20% | Euromedicina d.o.o. | 105-8/24 | 08.10.2024 | 08.10.2025
Reagensi, izuzev za transfuziju | 404-1-110/24-44 | 252 | Reagensi za biohemijski anlizator CS 400/480/680 (Dirui) | 46 | ISE Blood Sample Calibrator | RGN215798 | pakovanje | 4 ml | Dirui Industrial Co., Ltd., Kina | ISE Blood Sample Calibrator | 24219 | 20% | Euromedicina d.o.o. | 105-8/24 | 08.10.2024 | 08.10.2025
Reagensi, izuzev za transfuziju | 404-1-110/24-44 | 252 | Reagensi za biohemijski anlizator CS 400/480/680 (Dirui) | 47 | Na elektroda | RGN215799 | komad | 1 | Dirui Industrial Co., Ltd., Kina | electrode Na | 101043 | 20% | Euromedicina d.o.o. | 105-8/24 | 08.10.2024 | 08.10.2025
Reagensi, izuzev za transfuziju | 404-1-110/24-44 | 252 | Reagensi za biohemijski anlizator CS 400/480/680 (Dirui) | 48 | K elektroda | RGN215800 | komad | 1 | Dirui Industrial Co., Ltd., Kina | electrode K | 80640 | 20% | Euromedicina d.o.o. | 105-8/24 | 08.10.2024 | 08.10.2025
Reagensi, izuzev za transfuziju | 404-1-110/24-44 | 252 | Reagensi za biohemijski anlizator CS 400/480/680 (Dirui) | 49 | Cl elektroda | RGN215801 | komad | 1 | Dirui Industrial Co., Ltd., Kina | electrode Cl | 110362.5 | 20% | Euromedicina d.o.o. | 105-8/24 | 08.10.2024 | 08.10.2025
Reagensi, izuzev za transfuziju | 404-1-110/24-44 | 252 | Reagensi za biohemijski anlizator CS 400/480/680 (Dirui) | 50 | Referentna elektroda | RGN215802 | komad | 1 | Dirui Industrial Co., Ltd., Kina | electrode REF | 101043 | 20% | Euromedicina d.o.o. | 105-8/24 | 08.10.2024 | 08.10.2025
Reagensi, izuzev za transfuziju | 404-1-110/24-44 | 252 | Reagensi za biohemijski anlizator CS 400/480/680 (Dirui) | 51 | Halogena lampa | RGN215803 | komad | 1 | Dirui Industrial Co., Ltd., Kina | Halogen Lamp | 10791 | 20% | Euromedicina d.o.o. | 105-8/24 | 08.10.2024 | 08.10.2025
Reagensi, izuzev za transfuziju | 404-1-110/24-44 | 252 | Reagensi za biohemijski anlizator CS 400/480/680 (Dirui) | 52 | Čašice za uzorke | RGN233484 | pakovanje | 500 komada | TOSOH EUROPE NV, Belgija | AIA SAMPLE CUPS CUP.H001 HITACHI X500 | 4000 | 20% | Euromedicina d.o.o. | 105-8/24 | 08.10.2024 | 08.10.2025
Reagensi, izuzev za transfuziju | 404-1-110/24-44 | 252 | Reagensi za biohemijski anlizator CS 400/480/680 (Dirui) | 53 | Patološka kontrola/Clinical Chemical Quality Control Serum Level 2 | RGN215805 | pakovanje | 5 mL | Dirui Industrial Co., Ltd., Kina | Clinical chemical quality control serum | 6900 | 20% | Euromedicina d.o.o. | 105-8/24 | 08.10.2024 | 08.10.2025
Reagensi, izuzev za transfuziju | 404-1-110/24-44 | 252 | Reagensi za biohemijski anlizator CS 400/480/680 (Dirui) | 54 | Lipid Control Serum Level 1 | RGN220919 | pakovanje | 1x5ml | Dirui Industrial Co., Ltd., Kina | Lipid Control Serum, level 1 | 20601 | 20% | Euromedicina d.o.o. | 105-8/24 | 08.10.2024 | 08.10.2025
Reagensi, izuzev za transfuziju | 404-1-110/24-44 | 252 | Reagensi za biohemijski anlizator CS 400/480/680 (Dirui) | 55 | CS240/400/480 Maintenence Kit | RGN215808 | pakovanje | 1 | Dirui Industrial Co., Ltd., Kina | CS400 Maintenence Kit | 381854.25 | 20% | Euromedicina d.o.o. | 105-8/24 | 08.10.2024 | 08.10.2025
Reagensi, izuzev za transfuziju | 404-1-110/24-44 | 252 | Reagensi za biohemijski anlizator CS 400/480/680 (Dirui) | 56 | CHE | RGN233485 | pakovanje | R1:4*50ml/R2:2*25ml | Dirui Industrial Co., Ltd., Kina | CHOLINSTERASE REAGENT KIT (CHE) | 20690.64 | 20% | Euromedicina d.o.o. | 105-8/24 | 08.10.2024 | 08.10.2025
Reagensi, izuzev za transfuziju | 404-1-110/24-44 | 252 | Reagensi za biohemijski anlizator CS 400/480/680 (Dirui) | 57 | Lactate (LAC) | RGN233486 | pakovanje | R1：4*50mL / R2:1*50mL / | Dirui Industrial Co., Ltd., Kina | LACTATE REAGENT KIT (LAC) | 62572.5 | 20% | Euromedicina d.o.o. | 105-8/24 | 08.10.2024 | 08.10.2025
Reagensi, izuzev za transfuziju | 404-1-110/24-44 | 252 | Reagensi za biohemijski anlizator CS 400/480/680 (Dirui) | 58 | LPS | RGN233487 | pakovanje | R1: 2*60mL / R2:2*20mL | Dirui Industrial Co., Ltd., Kina | LIPASE REAGENT KIT (LPS) | 136658.34 | 20% | Euromedicina d.o.o. | 105-8/24 | 08.10.2024 | 08.10.2025
Reagensi, izuzev za transfuziju | 404-1-110/24-44 | 252 | Reagensi za biohemijski anlizator CS 400/480/680 (Dirui) | 59 | CYS-C with CAL and QC | RGN233488 | pakovanje | R1:1*60ml R2:1*20ml/Calibration:5*0.3mL/QC:2*0.5ml | Dirui Industrial Co., Ltd., Kina | CYSTATIN C REAGENT KIT (CYS-C) | 167026.86 | 20% | Euromedicina d.o.o. | 105-8/24 | 08.10.2024 | 08.10.2025
Reagensi, izuzev za transfuziju | 404-1-110/24-44 | 252 | Reagensi za biohemijski anlizator CS 400/480/680 (Dirui) | 60 | β2-MG with Cal | RGN233489 | pakovanje | R1:1*40ml R2:1*10ml/Calibration:1*1mL | Dirui Industrial Co., Ltd., Kina | β2-MICROGLOBULIN REAGENT KIT (β2-MG) | 62489.07 | 20% | Euromedicina d.o.o. | 105-8/24 | 08.10.2024 | 08.10.2025
Reagensi, izuzev za transfuziju | 404-1-110/24-44 | 252 | Reagensi za biohemijski anlizator CS 400/480/680 (Dirui) | 61 | LDL-C | RGN233490 | pakovanje | R1:3*50ml/R2:2*25ml/Calibration:0.8ml | Dirui Industrial Co., Ltd., Kina | LOW DENSITY LIPOPROTEIN CHOLESTEROL REAGENT KIT (LDL-C) | 65409.12 | 20% | Euromedicina d.o.o. | 105-8/24 | 08.10.2024 | 08.10.2025
Reagensi, izuzev za transfuziju | 404-1-110/24-44 | 252 | Reagensi za biohemijski anlizator CS 400/480/680 (Dirui) | 62 | Apo A1 with Cal | RGN233491 | pakovanje | R1:1*50ml/R2:1*10ml/Calibration:1ml | Dirui Industrial Co., Ltd., Kina | APOLIPOPROTEIN A1 REAGENT KIT (APO A1) | 14016.24 | 20% | Euromedicina d.o.o. | 105-8/24 | 08.10.2024 | 08.10.2025
Reagensi, izuzev za transfuziju | 404-1-110/24-44 | 252 | Reagensi za biohemijski anlizator CS 400/480/680 (Dirui) | 63 | Apo B with Cal | RGN233492 | pakovanje | R1:1*50ml/R2:1*10ml/Calibration:1ml | Dirui Industrial Co., Ltd., Kina | APOLIPOPROTEIN B REAGENT KIT (APO B) | 13348.8 | 20% | Euromedicina d.o.o. | 105-8/24 | 08.10.2024 | 08.10.2025
Reagensi, izuzev za transfuziju | 404-1-110/24-44 | 252 | Reagensi za biohemijski anlizator CS 400/480/680 (Dirui) | 64 | CK-MB with Calibrator and QC | RGN233493 | pakovanje | R1:4*50ml/R2:1*50ml/Calibration:1*1ml/QC:2*1ml | Dirui Industrial Co., Ltd., Kina | CREATIN KINASE MB ISOENZYME REAGENT KIT (CK-MB) | 82095.12 | 20% | Euromedicina d.o.o. | 105-8/24 | 08.10.2024 | 08.10.2025
Reagensi, izuzev za transfuziju | 404-1-110/24-44 | 252 | Reagensi za biohemijski anlizator CS 400/480/680 (Dirui) | 65 | HCY with Calibator and QC | RGN233494 | pakovanje | R1:1*60ml/R2:1*17ml/Calibration:2*0.5ml/QC:1*0.5ml | Dirui Industrial Co., Ltd., Kina | HOMOCYSTEINE REGAENT KIT (HCY) | 263555.37 | 20% | Euromedicina d.o.o. | 105-8/24 | 08.10.2024 | 08.10.2025
Reagensi, izuzev za transfuziju | 404-1-110/24-44 | 252 | Reagensi za biohemijski anlizator CS 400/480/680 (Dirui) | 66 | GLU-HK | RGN233495 | pakovanje | R1:4*50ml/R2:2*25ml/Calibration:2ml | Dirui Industrial Co., Ltd., Kina | GLUCOSE REAGENT KIT (GLU-HK) | 4004.64 | 20% | Euromedicina d.o.o. | 105-8/24 | 08.10.2024 | 08.10.2025
Reagensi, izuzev za transfuziju | 404-1-110/24-44 | 252 | Reagensi za biohemijski anlizator CS 400/480/680 (Dirui) | 67 | ZN | RGN233496 | pakovanje | R1:1*60ml R2:1*15ml/Calibration:1ml | Dirui Industrial Co., Ltd., Kina | ZINC REAGENT KIT (Zn) | 24027.84 | 20% | Euromedicina d.o.o. | 105-8/24 | 08.10.2024 | 08.10.2025
Reagensi, izuzev za transfuziju | 404-1-110/24-44 | 252 | Reagensi za biohemijski anlizator CS 400/480/680 (Dirui) | 68 | Cu with Calibrator and QC | RGN233497 | pakovanje | R1：1*30mL / R2:1*10mL / Calibration:1*1mL/QC:2*1mL | Dirui Industrial Co., Ltd., Kina | COPPER REAGENT KIT (Cu) | 11346.48 | 20% | Euromedicina d.o.o. | 105-8/24 | 08.10.2024 | 08.10.2025
Reagensi, izuzev za transfuziju | 404-1-110/24-44 | 252 | Reagensi za biohemijski anlizator CS 400/480/680 (Dirui) | 69 | CO2 | RGN233498 | pakovanje | R1:1*50ml/Calibration:1ml | Dirui Industrial Co., Ltd., Kina | CARBON DIOXIDE REAGENT KIT (CO2) | 9177.3 | 20% | Euromedicina d.o.o. | 105-8/24 | 08.10.2024 | 08.10.2025
Reagensi, izuzev za transfuziju | 404-1-110/24-44 | 252 | Reagensi za biohemijski anlizator CS 400/480/680 (Dirui) | 70 | FER with Calibrator and QC | RGN233499 | pakovanje | R1：4*40mL , R2：2*40mL ,Calibration 5*0.5mL, QC：2*0.5mL | Dirui Industrial Co., Ltd., Kina | Ferritin Reagent Kit (FER) | 198897.12 | 20% | Euromedicina d.o.o. | 105-8/24 | 08.10.2024 | 08.10.2025
Reagensi, izuzev za transfuziju | 404-1-110/24-44 | 252 | Reagensi za biohemijski anlizator CS 400/480/680 (Dirui) | 71 | TIBC | RGN233500 | pakovanje | R1:2*50ml/R2:1*20ml/R3:2*50ml/R4:1*20ml | Dirui Industrial Co., Ltd., Kina | TOTAL IRON-BINDING CAPACITY REAGENT KIT (TIBC) | 10512.18 | 20% | Euromedicina d.o.o. | 105-8/24 | 08.10.2024 | 08.10.2025
Reagensi, izuzev za transfuziju | 404-1-110/24-44 | 252 | Reagensi za biohemijski anlizator CS 400/480/680 (Dirui) | 72 | P-AMY | RGN233501 | pakovanje | R1:4*50ml/R2:1*50ml | Dirui Industrial Co., Ltd., Kina | PANCREATIC AMYLASE REAGENT KIT (P-AMY) | 75087 | 20% | Euromedicina d.o.o. | 105-8/24 | 08.10.2024 | 08.10.2025
Reagensi, izuzev za transfuziju | 404-1-110/24-44 | 252 | Reagensi za biohemijski anlizator CS 400/480/680 (Dirui) | 73 | ASO with Calibrator | RGN233502 | pakovanje | R1：1*40mL / R2:1*10mL / Calibration:1*1mL | Dirui Industrial Co., Ltd., Kina | ANTI-STREPTOLYSIN O KIT (ASO) | 32370.84 | 20% | Euromedicina d.o.o. | 105-8/24 | 08.10.2024 | 08.10.2025
Reagensi, izuzev za transfuziju | 404-1-110/24-44 | 252 | Reagensi za biohemijski anlizator CS 400/480/680 (Dirui) | 74 | RF with Calibrator | RGN233503 | pakovanje | R1:1*40mL/R2: 1*10mL/Calibrator:1ML | Dirui Industrial Co., Ltd., Kina | RHEUMATOID FACTOR KIT (RF) | 30924.72 | 20% | Euromedicina d.o.o. | 105-8/24 | 08.10.2024 | 08.10.2025
Reagensi, izuzev za transfuziju | 404-1-110/24-44 | 252 | Reagensi za biohemijski anlizator CS 400/480/680 (Dirui) | 75 | C3 with Calibration | RGN233504 | pakovanje | R1:1*50ml/R2:1*10ml / Calibration 1*1ml | Dirui Industrial Co., Ltd., Kina | COMPLEMENT 3 REAGENT KIT (C3) | 17933.4 | 20% | Euromedicina d.o.o. | 105-8/24 | 08.10.2024 | 08.10.2025
Reagensi, izuzev za transfuziju | 404-1-110/24-44 | 252 | Reagensi za biohemijski anlizator CS 400/480/680 (Dirui) | 76 | C4 with Calibration | RGN233505 | pakovanje | R1:1*50ml/R2:1*10ml / Calibration 1*1ml | Dirui Industrial Co., Ltd., Kina | COMPLEMENT 4 REAGENT KIT (C4) | 17933.4 | 20% | Euromedicina d.o.o. | 105-8/24 | 08.10.2024 | 08.10.2025
Reagensi, izuzev za transfuziju | 404-1-110/24-44 | 252 | Reagensi za biohemijski anlizator CS 400/480/680 (Dirui) | 77 | Specific protein control serum (Level2) | RGN233506 | pakovanje | 3×1ml/box | Dirui Industrial Co., Ltd., Kina | Specific Protein Control Serum, level 2 | 49050 | 20% | Euromedicina d.o.o. | 105-8/24 | 08.10.2024 | 08.10.2025
Reagensi, izuzev za transfuziju | 404-1-110/24-44 | 252 | Reagensi za biohemijski anlizator CS 400/480/680 (Dirui) | 78 | Lipid control serum (Level2) | RGN233507 | pakovanje | 3×1ml/box | Dirui Industrial Co., Ltd., Kina | Lipid Control Serum, level 2 | 20601 | 20% | Euromedicina d.o.o. | 105-8/24 | 08.10.2024 | 08.10.2025
Reagensi, izuzev za transfuziju | 404-1-110/24-44 | 252 | Reagensi za biohemijski anlizator CS 400/480/680 (Dirui) | 79 | ISE Blood Quality Control HIGH | RGN233508 | pakovanje | Freeze-dried powder:0.18g/bottle*1; dissolved liquid:4mL/bottle*1 | Dirui Industrial Co., Ltd., Kina | ISE Blood Quality Control tip HIGH | 11680.2 | 20% | Euromedicina d.o.o. | 105-8/24 | 08.10.2024 | 08.10.2025
Reagensi, izuzev za transfuziju | 404-1-110/24-44 | 252 | Reagensi za biohemijski anlizator CS 400/480/680 (Dirui) | 80 | ISE Blood Quality Control LOW | RGN233509 | pakovanje | Freeze-dried powder:0.18g/bottle*1; dissolved liquid:4mL/bottle*1 | Dirui Industrial Co., Ltd., Kina | ISE Blood Quality Control tip LOW | 11680.2 | 20% | Euromedicina d.o.o. | 105-8/24 | 08.10.2024 | 08.10.2025
Reagensi, izuzev za transfuziju | 404-1-110/24-44 | 252 | Reagensi za biohemijski anlizator CS 400/480/680 (Dirui) | 81 | ISE Urine Calibrator Level 1 | RGN233510 | pakovanje | 1*5ml | Dirui Industrial Co., Ltd., Kina | ISE Urine Calibrator | 4449.6 | 20% | Euromedicina d.o.o. | 105-8/24 | 08.10.2024 | 08.10.2025
Reagensi, izuzev za transfuziju | 404-1-110/24-44 | 252 | Reagensi za biohemijski anlizator CS 400/480/680 (Dirui) | 82 | ISE Urine Calibrator Level 2 | RGN233511 | pakovanje | 1*5ml | Dirui Industrial Co., Ltd., Kina | ISE Urine Calibrator | 4449.6 | 20% | Euromedicina d.o.o. | 105-8/24 | 08.10.2024 | 08.10.2025
Reagensi, izuzev za transfuziju | 404-1-110/24-44 | 252 | Reagensi za biohemijski anlizator CS 400/480/680 (Dirui) | 83 | ISE Urine Calibrator Level 3 | RGN233512 | pakovanje | 1*5ml | Dirui Industrial Co., Ltd., Kina | ISE Urine Calibrator | 4449.6 | 20% | Euromedicina d.o.o. | 105-8/24 | 08.10.2024 | 08.10.2025
Reagensi, izuzev za transfuziju | 404-1-110/24-44 | 252 | Reagensi za biohemijski anlizator CS 400/480/680 (Dirui) | 84 | ISE Urine Calibrator Level 4 | RGN233513 | pakovanje | 1*5ml | Dirui Industrial Co., Ltd., Kina | ISE Urine Calibrator | 4449.6 | 20% | Euromedicina d.o.o. | 105-8/24 | 08.10.2024 | 08.10.2025
Reagensi, izuzev za transfuziju | 404-1-110/24-44 | 252 | Reagensi za biohemijski anlizator CS 400/480/680 (Dirui) | 85 | ISE Urine Control Level 1 | RGN233514 | pakovanje | 1*5ml | Dirui Industrial Co., Ltd., Kina | ISE Urine Control | 4449.6 | 20% | Euromedicina d.o.o. | 105-8/24 | 08.10.2024 | 08.10.2025
Reagensi, izuzev za transfuziju | 404-1-110/24-44 | 252 | Reagensi za biohemijski anlizator CS 400/480/680 (Dirui) | 86 | ISE Urine Control Level 2 | RGN233515 | pakovanje | 1*5ml | Dirui Industrial Co., Ltd., Kina | ISE Urine Control | 4449.6 | 20% | Euromedicina d.o.o. | 105-8/24 | 08.10.2024 | 08.10.2025
Reagensi, izuzev za transfuziju | 404-1-110/24-44 | 252 | Reagensi za biohemijski anlizator CS 400/480/680 (Dirui) | 87 | ISE Urine Control Level 3 | RGN233516 | pakovanje | 1*5ml | Dirui Industrial Co., Ltd., Kina | ISE Urine Control | 4449.6 | 20% | Euromedicina d.o.o. | 105-8/24 | 08.10.2024 | 08.10.2025
Reagensi, izuzev za transfuziju | 404-1-110/24-44 | 252 | Reagensi za biohemijski anlizator CS 400/480/680 (Dirui) | 88 | CS-400 Halogen Lamp Assembly | RGN233517 | pakovanje | 1 pcs | Dirui Industrial Co., Ltd., Kina | CS-400 Halogen Lamp Assembly | 10791 | 20% | Euromedicina d.o.o. | 105-8/24 | 08.10.2024 | 08.10.2025
Reagensi, izuzev za transfuziju | 404-1-110/24-44 | 252 | Reagensi za biohemijski anlizator CS 400/480/680 (Dirui) | 89 | CS-400 Cuvette 20 (6 pcs/year) | RGN233518 | pakovanje | 1 pcs | Dirui Industrial Co., Ltd., Kina | CS-400 Cuvette 20 (6 pcs/year) | 26478 | 20% | Euromedicina d.o.o. | 105-8/24 | 08.10.2024 | 08.10.2025
Reagensi, izuzev za transfuziju | 404-1-110/24-44 | 252 | Reagensi za biohemijski anlizator CS 400/480/680 (Dirui) | 90 | CS-400 Maintenance package | RGN233519 | pakovanje | 1 pcs | Dirui Industrial Co., Ltd., Kina | CS-400 Maintenance package | 381854.25 | 20% | Euromedicina d.o.o. | 105-8/24 | 08.10.2024 | 08.10.2025
Reagensi, izuzev za transfuziju | 404-1-110/24-44 | 252 | Reagensi za biohemijski anlizator CS 400/480/680 (Dirui) | 91 | CS-480 Halogen Lamp Assembly | RGN233520 | pakovanje | 1 pcs | Dirui Industrial Co., Ltd., Kina | CS-480 Halogen Lamp Assembly | 10791 | 20% | Euromedicina d.o.o. | 105-8/24 | 08.10.2024 | 08.10.2025
Reagensi, izuzev za transfuziju | 404-1-110/24-44 | 252 | Reagensi za biohemijski anlizator CS 400/480/680 (Dirui) | 92 | CS-480 Cuvette 20 (6 pcs/year) | RGN233521 | pakovanje | 1 pcs | Dirui Industrial Co., Ltd., Kina | CS-480 Cuvette 20 (6 pcs/year) | 26478 | 20% | Euromedicina d.o.o. | 105-8/24 | 08.10.2024 | 08.10.2025
Reagensi, izuzev za transfuziju | 404-1-110/24-44 | 252 | Reagensi za biohemijski anlizator CS 400/480/680 (Dirui) | 93 | CS-480 Maintenance package | RGN233522 | pakovanje | 1 pcs | Dirui Industrial Co., Ltd., Kina | CS-480 Maintenance package | 381854.25 | 20% | Euromedicina d.o.o. | 105-8/24 | 08.10.2024 | 08.10.2025
Reagensi, izuzev za transfuziju | 404-1-110/24-44 | 252 | Reagensi za biohemijski anlizator CS 400/480/680 (Dirui) | 94 | CS-680 Halogen Lamp Assembly | RGN233523 | pakovanje | 1 pcs | Dirui Industrial Co., Ltd., Kina | CS-680 Halogen Lamp Assembly | 10791 | 20% | Euromedicina d.o.o. | 105-8/24 | 08.10.2024 | 08.10.2025
Reagensi, izuzev za transfuziju | 404-1-110/24-44 | 252 | Reagensi za biohemijski anlizator CS 400/480/680 (Dirui) | 95 | CS-680 Cuvette 20 (6 pcs/year) | RGN233524 | pakovanje | 1 pcs | Dirui Industrial Co., Ltd., Kina | CS-680 Cuvette 20 (6 pcs/year) | 26487 | 20% | Euromedicina d.o.o. | 105-8/24 | 08.10.2024 | 08.10.2025
Reagensi, izuzev za transfuziju | 404-1-110/24-44 | 252 | Reagensi za biohemijski anlizator CS 400/480/680 (Dirui) | 96 | CS-680 Maintenance package | RGN233525 | pakovanje | 1 pcs | Dirui Industrial Co., Ltd., Kina | CS-680 Maintenance package | 381854.25 | 20% | Euromedicina d.o.o. | 105-8/24 | 08.10.2024 | 08.10.2025
Reagensi, izuzev za transfuziju | 404-1-110/24-44 | 253 | Reagensi za biohemijski anlizator Diestro | 1 | Diestro trilevel control | RGN215809 | pakovanje | 3 x 15 ml | Diestro js Medicina Electronica | Diestro trilevel control | 6776 | 20% | Promedia d.o.o. | 105-21/24 | 08.10.2024 | 08.10.2025
Reagensi, izuzev za transfuziju | 404-1-110/24-44 | 253 | Reagensi za biohemijski anlizator Diestro | 2 | Elektroda Ca | RGN215810 | komad | 1 | Diestro js Medicina Electronica | Calcium Electrode | 32815.2 | 20% | Promedia d.o.o. | 105-21/24 | 08.10.2024 | 08.10.2025
Reagensi, izuzev za transfuziju | 404-1-110/24-44 | 253 | Reagensi za biohemijski anlizator Diestro | 3 | Elektroda Cl | RGN215811 | komad | 1 | Diestro js Medicina Electronica | Chloride Electrode | 32815.2 | 20% | Promedia d.o.o. | 105-21/24 | 08.10.2024 | 08.10.2025
Reagensi, izuzev za transfuziju | 404-1-110/24-44 | 253 | Reagensi za biohemijski anlizator Diestro | 4 | Elektroda K | RGN215812 | komad | 1 | Diestro js Medicina Electronica | Potassium Electrode (K) | 32815.2 | 20% | Promedia d.o.o. | 105-21/24 | 08.10.2024 | 08.10.2025
Reagensi, izuzev za transfuziju | 404-1-110/24-44 | 253 | Reagensi za biohemijski anlizator Diestro | 5 | Elektroda Li | RGN215813 | komad | 1 | Diestro js Medicina Electronica | Lithium Electrode | 67760 | 20% | Promedia d.o.o. | 105-21/24 | 08.10.2024 | 08.10.2025
Reagensi, izuzev za transfuziju | 404-1-110/24-44 | 253 | Reagensi za biohemijski anlizator Diestro | 6 | Elektroda Na | RGN215814 | komad | 1 | Diestro js Medicina Electronica | Sodium Electrode (Na) | 32815.2 | 20% | Promedia d.o.o. | 105-21/24 | 08.10.2024 | 08.10.2025
Reagensi, izuzev za transfuziju | 404-1-110/24-44 | 253 | Reagensi za biohemijski anlizator Diestro | 7 | Elektroda Referentna | RGN215815 | komad | 1 | Diestro js Medicina Electronica | Reference Electrode | 35332 | 20% | Promedia d.o.o. | 105-21/24 | 08.10.2024 | 08.10.2025
Reagensi, izuzev za transfuziju | 404-1-110/24-44 | 253 | Reagensi za biohemijski anlizator Diestro | 8 | Fill port cliner | RGN215816 | pakovanje | 1 | Diestro js Medicina Electronica | Fill port cleaner | 2976.6 | 20% | Promedia d.o.o. | 105-21/24 | 08.10.2024 | 08.10.2025
Reagensi, izuzev za transfuziju | 404-1-110/24-44 | 253 | Reagensi za biohemijski anlizator Diestro | 9 | ISE Calibrating Pack | RGN215817 | pakovanje | 1 | Diestro js Medicina Electronica | ISE Calibrating Pack | 30492 | 20% | Promedia d.o.o. | 105-21/24 | 08.10.2024 | 08.10.2025
Reagensi, izuzev za transfuziju | 404-1-110/24-44 | 253 | Reagensi za biohemijski anlizator Diestro | 10 | Kondicioner za Na+ elektrodu | RGN215818 | pakovanje | 1 | Diestro js Medicina Electronica | Kondicioner za Na+ elektrodu | 4126.1 | 20% | Promedia d.o.o. | 105-21/24 | 08.10.2024 | 08.10.2025
Reagensi, izuzev za transfuziju | 404-1-110/24-44 | 253 | Reagensi za biohemijski anlizator Diestro | 11 | ISE Calibrating Kit | RGN233526 | pakovanje | 1/1 | Diestro js Medicina Electronica | ISE Calibrating Kit | 27720 | 20% | Promedia d.o.o. | 105-21/24 | 08.10.2024 | 08.10.2025
Reagensi, izuzev za transfuziju | 404-1-110/24-44 | 255 | Reagensi za biohemijski aparat AFT-800G | 1 | Calibration Standard Solution | RGN241740 | pakovanje | 400 analiza | MEIZHOU CORNLEY HI-TECH CO., Kina | Calibration Standard Solution | 39000 | 20% | Mediaktiva d.o.o. | 105-17/24 | 08.10.2024 | 08.10.2025
Reagensi, izuzev za transfuziju | 404-1-110/24-44 | 255 | Reagensi za biohemijski aparat AFT-800G | 2 | Ca2+ elektrode | RGN241741 | komad | 1 | MEIZHOU CORNLEY HI-TECH CO., Kina | Ca2+ elektrode | 19000 | 20% | Mediaktiva d.o.o. | 105-17/24 | 08.10.2024 | 08.10.2025
Reagensi, izuzev za transfuziju | 404-1-110/24-44 | 255 | Reagensi za biohemijski aparat AFT-800G | 3 | Cl- elektrode | RGN241742 | komad | 1 | MEIZHOU CORNLEY HI-TECH CO., Kina | Cl- elektrode | 19000 | 20% | Mediaktiva d.o.o. | 105-17/24 | 08.10.2024 | 08.10.2025
Reagensi, izuzev za transfuziju | 404-1-110/24-44 | 255 | Reagensi za biohemijski aparat AFT-800G | 4 | Conditioning Solution | RGN241743 | pakovanje | 5x0,8ml | MEIZHOU CORNLEY HI-TECH CO., Kina | Conditioning Solution | 9500 | 20% | Mediaktiva d.o.o. | 105-17/24 | 08.10.2024 | 08.10.2025
Reagensi, izuzev za transfuziju | 404-1-110/24-44 | 255 | Reagensi za biohemijski aparat AFT-800G | 5 | Electrolytes Quality Control | RGN241744 | pakovanje | Nivo1: 3x1ml Nivo 2: 4x1ml Nivo 3: 3x1ml | MEIZHOU CORNLEY HI-TECH CO., Kina | Electrolytes Quality Control | 7500 | 20% | Mediaktiva d.o.o. | 105-17/24 | 08.10.2024 | 08.10.2025
Reagensi, izuzev za transfuziju | 404-1-110/24-44 | 255 | Reagensi za biohemijski aparat AFT-800G | 6 | K+ elektrode | RGN241745 | komad | 1 | MEIZHOU CORNLEY HI-TECH CO., Kina | K+ elektrode | 19000 | 20% | Mediaktiva d.o.o. | 105-17/24 | 08.10.2024 | 08.10.2025
Reagensi, izuzev za transfuziju | 404-1-110/24-44 | 255 | Reagensi za biohemijski aparat AFT-800G | 7 | Multi-enzyme De-proteinizer | RGN241746 | pakovanje | 3x2ml | MEIZHOU CORNLEY HI-TECH CO., Kina | Multi-enzyme De-proteinizer | 6500 | 20% | Mediaktiva d.o.o. | 105-17/24 | 08.10.2024 | 08.10.2025
Reagensi, izuzev za transfuziju | 404-1-110/24-44 | 255 | Reagensi za biohemijski aparat AFT-800G | 8 | Na+ electrode | RGN241747 | komad | 1 | MEIZHOU CORNLEY HI-TECH CO., Kina | Na+ electrode | 19000 | 20% | Mediaktiva d.o.o. | 105-17/24 | 08.10.2024 | 08.10.2025
Reagensi, izuzev za transfuziju | 404-1-110/24-44 | 255 | Reagensi za biohemijski aparat AFT-800G | 9 | ph electrode | RGN241748 | komad | 1 | MEIZHOU CORNLEY HI-TECH CO., Kina | ph electrode | 19000 | 20% | Mediaktiva d.o.o. | 105-17/24 | 08.10.2024 | 08.10.2025
Reagensi, izuzev za transfuziju | 404-1-110/24-44 | 255 | Reagensi za biohemijski aparat AFT-800G | 10 | Ref electrode | RGN241749 | komad | 1 | MEIZHOU CORNLEY HI-TECH CO., Kina | Ref electrode | 19000 | 20% | Mediaktiva d.o.o. | 105-17/24 | 08.10.2024 | 08.10.2025
Reagensi, izuzev za transfuziju | 404-1-110/24-44 | 255 | Reagensi za biohemijski aparat AFT-800G | 11 | Refill Solution for ISE electrodes | RGN241750 | pakovanje | 5x0,8ml | MEIZHOU CORNLEY HI-TECH CO., Kina | Refill Solution for ISE electrodes | 8500 | 20% | Mediaktiva d.o.o. | 105-17/24 | 08.10.2024 | 08.10.2025
Reagensi, izuzev za transfuziju | 404-1-110/24-44 | 255 | Reagensi za biohemijski aparat AFT-800G | 12 | Refill Solution for Reference elctrode | RGN241751 | pakovanje | 1x20ml | MEIZHOU CORNLEY HI-TECH CO., Kina | Refill Solution for Reference elctrode | 9450 | 20% | Mediaktiva d.o.o. | 105-17/24 | 08.10.2024 | 08.10.2025
Reagensi, izuzev za transfuziju | 404-1-110/24-44 | 256 | Reagensi za biohemojski analizator PROLYTE (Diamond Diagnostics) | 1 | Daily rinse kit | RGN215824 | pakovanje | 1 x 100 ml | Diamond Diagnostics Inc. | Daily Rinse Kit | 8400 | 20% | Yunycom d.o.o. | 105-26/24 | 08.10.2024 | 08.10.2025
Reagensi, izuzev za transfuziju | 404-1-110/24-44 | 256 | Reagensi za biohemojski analizator PROLYTE (Diamond Diagnostics) | 2 | Fluid pack | RGN215825 | pakovanje | 1 x 800 ml | Diamond Diagnostics Inc. | Fluid Pack | 65523 | 20% | Yunycom d.o.o. | 105-26/24 | 08.10.2024 | 08.10.2025
Reagensi, izuzev za transfuziju | 404-1-110/24-44 | 256 | Reagensi za biohemojski analizator PROLYTE (Diamond Diagnostics) | 3 | Flush solution prolyte/ilyte | RGN215826 | pakovanje | 50 ml | Diamond Diagnostics Inc. | Flush Solution | 3334 | 20% | Yunycom d.o.o. | 105-26/24 | 08.10.2024 | 08.10.2025
Reagensi, izuzev za transfuziju | 404-1-110/24-44 | 256 | Reagensi za biohemojski analizator PROLYTE (Diamond Diagnostics) | 4 | Hloridna elektroda | RGN215827 | komad | 1 komad | Diamond Diagnostics Inc. | Cl- Electrode | 42000 | 20% | Yunycom d.o.o. | 105-26/24 | 08.10.2024 | 08.10.2025
Reagensi, izuzev za transfuziju | 404-1-110/24-44 | 256 | Reagensi za biohemojski analizator PROLYTE (Diamond Diagnostics) | 5 | Internal filling solution | RGN215828 | pakovanje | 1 x 115 ml | Diamond Diagnostics Inc. | Internal Filling Solution | 4826 | 20% | Yunycom d.o.o. | 105-26/24 | 08.10.2024 | 08.10.2025
Reagensi, izuzev za transfuziju | 404-1-110/24-44 | 256 | Reagensi za biohemojski analizator PROLYTE (Diamond Diagnostics) | 6 | Kalijumova elektroda | RGN215829 | komad | 1 komad | Diamond Diagnostics Inc. | K+ Electrode | 42000 | 20% | Yunycom d.o.o. | 105-26/24 | 08.10.2024 | 08.10.2025
Reagensi, izuzev za transfuziju | 404-1-110/24-44 | 256 | Reagensi za biohemojski analizator PROLYTE (Diamond Diagnostics) | 7 | Litijumova elektroda | RGN215830 | komad | 1 komad | Diamond Diagnostics Inc. | Li+ Electrode | 42000 | 20% | Yunycom d.o.o. | 105-26/24 | 08.10.2024 | 08.10.2025
Reagensi, izuzev za transfuziju | 404-1-110/24-44 | 256 | Reagensi za biohemojski analizator PROLYTE (Diamond Diagnostics) | 8 | Mission kontrola (level 1-2-3) | RGN215831 | pakovanje | 3 x 10 x 1.8 ml | Diamond Diagnostics Inc. | Mission Control Level 1-2-3 | 5200 | 20% | Yunycom d.o.o. | 105-26/24 | 08.10.2024 | 08.10.2025
Reagensi, izuzev za transfuziju | 404-1-110/24-44 | 256 | Reagensi za biohemojski analizator PROLYTE (Diamond Diagnostics) | 9 | Natrijumova elektroda | RGN215832 | komad | 1 komad | Diamond Diagnostics Inc. | Na+ Electrode | 42000 | 20% | Yunycom d.o.o. | 105-26/24 | 08.10.2024 | 08.10.2025
Reagensi, izuzev za transfuziju | 404-1-110/24-44 | 256 | Reagensi za biohemojski analizator PROLYTE (Diamond Diagnostics) | 10 | Referntna elektroda | RGN215833 | komad | 1 komad | Diamond Diagnostics Inc. | Reference Electrode | 42000 | 20% | Yunycom d.o.o. | 105-26/24 | 08.10.2024 | 08.10.2025
Reagensi, izuzev za transfuziju | 404-1-110/24-44 | 256 | Reagensi za biohemojski analizator PROLYTE (Diamond Diagnostics) | 11 | Urine diluent | RGN215834 | pakovanje | 1 x 500 ml | Diamond Diagnostics Inc. | Urine Diluent | 3840 | 20% | Yunycom d.o.o. | 105-26/24 | 08.10.2024 | 08.10.2025
Reagensi, izuzev za transfuziju | 404-1-110/24-44 | 257 | Reagensi za Osmometar OSMOMAT 030 | 1 | Referentni rastvor 290mOsmol/kg za analizator OSMOMAT 030 | RGN215835 | pakovanje | 10 ampula | Gonotec GmbH | Osmoref 290 mOsmol/kg | 13790 | 20% | Elitech SR d.o.o. | 105-6/24 | 08.10.2024 | 08.10.2025
Reagensi, izuzev za transfuziju | 404-1-110/24-44 | 257 | Reagensi za Osmometar OSMOMAT 030 | 2 | Kalibracioni standard 300 mOsmol/kg za analizator OSMOMAT 030 | RGN215836 | pakovanje | 10 ampula | Gonotec GmbH | Calibration Standard 300 mOsmol/kg | 13790 | 20% | Elitech SR d.o.o. | 105-6/24 | 08.10.2024 | 08.10.2025
Reagensi, izuzev za transfuziju | 404-1-110/24-44 | 257 | Reagensi za Osmometar OSMOMAT 030 | 3 | Mikrotube za analizator OSMOMAT 030 | RGN215837 | pakovanje | 1000 komada | Gonotec GmbH | Measuring vessels | 26813 | 20% | Elitech SR d.o.o. | 105-6/24 | 08.10.2024 | 08.10.2025
Reagensi, izuzev za transfuziju | 404-1-110/24-44 | 258 | Reagensi za Osmometar Osmomat 3000 (Gonotec) | 1 | Osmoref 290 | RGN215838 | pakovanje | 10 amp | Gonotec GmbH | Osmoref 290 mOsmol/kg | 13790 | 20% | Elitech SR d.o.o. | 105-6/24 | 08.10.2024 | 08.10.2025
Reagensi, izuzev za transfuziju | 404-1-110/24-44 | 258 | Reagensi za Osmometar Osmomat 3000 (Gonotec) | 2 | Calibration standard 300 mOsmol/kg | RGN215839 | pakovanje | 10 amp | Gonotec GmbH | Calibration Standard 300 mOsmol/kg | 13790 | 20% | Elitech SR d.o.o. | 105-6/24 | 08.10.2024 | 08.10.2025
Reagensi, izuzev za transfuziju | 404-1-110/24-44 | 258 | Reagensi za Osmometar Osmomat 3000 (Gonotec) | 3 | Calibration standard 850 mOsmol/kg | RGN215840 | pakovanje | 10 amp | Gonotec GmbH | Calibration Standard 850 mOsmol/kg | 13790 | 20% | Elitech SR d.o.o. | 105-6/24 | 08.10.2024 | 08.10.2025
Reagensi, izuzev za transfuziju | 404-1-110/24-44 | 258 | Reagensi za Osmometar Osmomat 3000 (Gonotec) | 4 | Reakcione čašice | RGN215841 | pakovanje | 1000 komada | Gonotec GmbH | Measuring vessels | 26813 | 20% | Elitech SR d.o.o. | 105-6/24 | 08.10.2024 | 08.10.2025
Reagensi, izuzev za transfuziju | 404-1-110/24-44 | 259 | Reagensi za hloridometar | 1 | Macroduct Supply kit | RGN215842 | pakovanje | 1 x 6 testova | ELITechGroup Inc. - SAD | Macroduct Supply Kit | 15195 | 20% | Elitech SR d.o.o. | 105-6/24 | 08.10.2024 | 08.10.2025
Reagensi, izuzev za transfuziju | 404-1-110/24-44 | 259 | Reagensi za hloridometar | 2 | Macroduct Advanced Supply kit | RGN241752 | pakovanje | 1 x 6 testova | ELITechGroup Inc. - SAD | Macroduct Advanced Supply Kit | 25884 | 20% | Elitech SR d.o.o. | 105-6/24 | 08.10.2024 | 08.10.2025
Reagensi, izuzev za transfuziju | 404-1-110/24-44 | 259 | Reagensi za hloridometar | 3 | ChloroChek Reagent Set | RGN215843 | pakovanje | 37x10ml+1x30ml | ELITechGroup Inc. - SAD | CHLOROCHEK Reagent Set | 118742 | 20% | Elitech SR d.o.o. | 105-6/24 | 08.10.2024 | 08.10.2025
Reagensi, izuzev za transfuziju | 404-1-110/24-44 | 259 | Reagensi za hloridometar | 4 | Standardni rastvor 100 | RGN233527 | pakovanje | 10 x 1 ml | ELITechGroup Inc. - SAD | CHLOROCHEK Standard Solution | 13024 | 20% | Elitech SR d.o.o. | 105-6/24 | 08.10.2024 | 08.10.2025
Reagensi, izuzev za transfuziju | 404-1-110/24-44 | 259 | Reagensi za hloridometar | 5 | Radna elektroda | RGN233528 | komad | komad | ELITechGroup Inc. - SAD | Sample Probe | 90090 | 20% | Elitech SR d.o.o. | 105-6/24 | 08.10.2024 | 08.10.2025
Reagensi, izuzev za transfuziju | 404-1-110/24-44 | 259 | Reagensi za hloridometar | 6 | Silver Anoda | RGN233529 | komad | komad | ELITechGroup Inc. - SAD | Silver Anode | 51100 | 20% | Elitech SR d.o.o. | 105-6/24 | 08.10.2024 | 08.10.2025
Reagensi, izuzev za transfuziju | 404-1-110/24-44 | 259 | Reagensi za hloridometar | 7 | Kontrola za određivanje hlorida u znoju | RGN241753 | pakovanje | 36 x 0,75 ml | ELITechGroup Inc. - SAD | Sweat Controls | 36895 | 20% | Elitech SR d.o.o. | 105-6/24 | 08.10.2024 | 08.10.2025
Reagensi, izuzev za transfuziju | 404-1-110/24-44 | 261 | Reagensi za POCT anlizator EUROLYSER SMART 546 (Eurolyser Diagnostica) | 1 | CRP set | RGN215848 | pakovanje | 32 testa | eurolyser Diagnostica GmbH | CRP test kit sa integrisanom kapilarom | 13513.28 | 20% | Promedia d.o.o. | 105-21/24 | 08.10.2024 | 08.10.2025
Reagensi, izuzev za transfuziju | 404-1-110/24-44 | 263 | Reagensi za POCT analizator PATHFAST (Mitsubishi Chemical) | 1 | Presepsin (sCD 14 ST) | RGN215852 | pakovanje | 60 analiza | LSI Medience Corporation,Japan | Pathfast Presepsin | 171000 | 20% | Alura Med d.o.o. | 105-2/24 | 08.10.2024 | 08.10.2025
Reagensi, izuzev za transfuziju | 404-1-110/24-44 | 263 | Reagensi za POCT analizator PATHFAST (Mitsubishi Chemical) | 2 | High sensitive troponin I | RGN215853 | pakovanje | 60 analiza | LSI Medience Corporation,Japan | PATHFAST hs-cTnI | 97800 | 20% | Alura Med d.o.o. | 105-2/24 | 08.10.2024 | 08.10.2025
Reagensi, izuzev za transfuziju | 404-1-110/24-44 | 263 | Reagensi za POCT analizator PATHFAST (Mitsubishi Chemical) | 3 | D - dimer | RGN215854 | pakovanje | 60 analiza | LSI Medience Corporation,Japan | Pathfast D-Dimer | 63000 | 20% | Alura Med d.o.o. | 105-2/24 | 08.10.2024 | 08.10.2025
Reagensi, izuzev za transfuziju | 404-1-110/24-44 | 263 | Reagensi za POCT analizator PATHFAST (Mitsubishi Chemical) | 4 | NT -proBNP | RGN215855 | pakovanje | 60 analiza | LSI Medience Corporation,Japan | Pathfast NT proBNP | 208800 | 20% | Alura Med d.o.o. | 105-2/24 | 08.10.2024 | 08.10.2025
Reagensi, izuzev za transfuziju | 404-1-110/24-44 | 263 | Reagensi za POCT analizator PATHFAST (Mitsubishi Chemical) | 5 | CK-MB | RGN215856 | pakovanje | 60 analiza | LSI Medience Corporation,Japan | Pathfast CKMB | 60900 | 20% | Alura Med d.o.o. | 105-2/24 | 08.10.2024 | 08.10.2025
Reagensi, izuzev za transfuziju | 404-1-110/24-44 | 263 | Reagensi za POCT analizator PATHFAST (Mitsubishi Chemical) | 6 | Plastični nastavci za aspiriranje reagenasa i uzoraka ( Tipsovi) | RGN215857 | pakovanje | 42 komada | LSI Medience Corporation,Japan | Pathfast Tip | 7560 | 20% | Alura Med d.o.o. | 105-2/24 | 08.10.2024 | 08.10.2025
Reagensi, izuzev za transfuziju | 404-1-110/24-44 | 263 | Reagensi za POCT analizator PATHFAST (Mitsubishi Chemical) | 7 | B.R.A.H.M.S PCT | RGN233530 | pakovanje | 60 analiza | LSI Medience Corporation,Japan | PATHFAST B.R.A.H.M.S PCT | 138000 | 20% | Alura Med d.o.o. | 105-2/24 | 08.10.2024 | 08.10.2025
Reagensi, izuzev za transfuziju | 404-1-110/24-44 | 264 | Reagensi za POCT analizator HumaNexA1c (HUMAN Diagnostics Worldwide) | 1 | HbA1c reagent kit | RGN215858 | pakovanje | 800 komada | Human GmbH Nemačka | HumaNex A1C reagent kit | 305000 | 20% | SCOR medicinska oprema i tehnologija d.o.o. | 105-22/24 | 08.10.2024 | 08.10.2025
Reagensi, izuzev za transfuziju | 404-1-110/24-44 | 265 | Reagensi za spektrofotometar | 1 | 5-HYDROXYINDOLEACETIC ACID (5-HIAA) BioSystems | RGN215865 | pakovanje | 40 testova | Biosystems | 5-HYDROXYINDOLEACETIC ACID | 27043.5 | 20% | Promedia d.o.o. | 105-21/24 | 08.10.2024 | 08.10.2025
Reagensi, izuzev za transfuziju | 404-1-110/24-44 | 265 | Reagensi za spektrofotometar | 2 | VANILMANDELIC ACID (VMA) BioSystems | RGN215866 | pakovanje | 20 testova | Biosystems | Vanilmandelic Acid | 13080.1 | 20% | Promedia d.o.o. | 105-21/24 | 08.10.2024 | 08.10.2025
Reagensi, izuzev za transfuziju | 404-1-110/24-44 | 265 | Reagensi za spektrofotometar | 3 | CONTROL URINE BioSystems | RGN215867 | pakovanje | 1 x 20 ml | Biosystems | Control Urine | 6679.2 | 20% | Promedia d.o.o. | 105-21/24 | 08.10.2024 | 08.10.2025
Reagensi, izuzev za transfuziju | 404-1-110/24-44 | 265 | Reagensi za spektrofotometar | 4 | Lactat PAP reagens | RGN215868 | pakovanje | 1 x 50 ml | Biosystems | Lactate | 6461.4 | 20% | Promedia d.o.o. | 105-21/24 | 08.10.2024 | 08.10.2025
Reagensi, izuzev za transfuziju | 404-1-110/24-44 | 265 | Reagensi za spektrofotometar | 5 | Kontrola za laktate | RGN215869 | pakovanje | 5 x 5 ml | Biosystems | Biochemistry Control Serum Level I | 10301.94 | 20% | Promedia d.o.o. | 105-21/24 | 08.10.2024 | 08.10.2025
Reagensi, izuzev za transfuziju | 404-1-110/24-44 | 265 | Reagensi za spektrofotometar | 6 | Proteini u urinu/likvoru | RGN215870 | pakovanje | 200 ml | Biosystems | Protein (URINE+CSF) | 1742.4 | 20% | Promedia d.o.o. | 105-21/24 | 08.10.2024 | 08.10.2025
Reagensi, izuzev za transfuziju | 404-1-110/24-44 | 265 | Reagensi za spektrofotometar | 7 | Kalibrator za proteine u urinu/likvoru | RGN215871 | pakovanje | 1 x 5 ml | Biosystems | Protein (Urine) Standard | 5808 | 20% | Promedia d.o.o. | 105-21/24 | 08.10.2024 | 08.10.2025
Reagensi, izuzev za transfuziju | 404-1-110/24-44 | 265 | Reagensi za spektrofotometar | 8 | Kontrola za proteine u urinu/likvoru | RGN215872 | pakovanje | 1 x 5 ml | Biosystems | Biochemistry Control Urine | 3369.85 | 20% | Promedia d.o.o. | 105-21/24 | 08.10.2024 | 08.10.2025
Reagensi, izuzev za transfuziju | 404-1-110/24-44 | 265 | Reagensi za spektrofotometar | 9 | Glukoza PAP | RGN215873 | pakovanje | 500 ml | Biosystems | Glucose | 1527.02 | 20% | Promedia d.o.o. | 105-21/24 | 08.10.2024 | 08.10.2025
Reagensi, izuzev za transfuziju | 404-1-110/24-44 | 265 | Reagensi za spektrofotometar | 10 | Urea UV ml | RGN215874 | pakovanje | 200 ml | Biosystems | Urea UV | 3388 | 20% | Promedia d.o.o. | 105-21/24 | 08.10.2024 | 08.10.2025
Reagensi, izuzev za transfuziju | 404-1-110/24-44 | 265 | Reagensi za spektrofotometar | 11 | AST | RGN215875 | pakovanje | 200 ml | Biosystems | AST/GOT | 2855.6 | 20% | Promedia d.o.o. | 105-21/24 | 08.10.2024 | 08.10.2025
Reagensi, izuzev za transfuziju | 404-1-110/24-44 | 265 | Reagensi za spektrofotometar | 12 | ALT | RGN215876 | pakovanje | 200 ml | Biosystems | ALT/GPT | 2855.6 | 20% | Promedia d.o.o. | 105-21/24 | 08.10.2024 | 08.10.2025
Reagensi, izuzev za transfuziju | 404-1-110/24-44 | 265 | Reagensi za spektrofotometar | 13 | CK | RGN215877 | pakovanje | 50 ml | Biosystems | Creatine Cinase (CK) | 2538.58 | 20% | Promedia d.o.o. | 105-21/24 | 08.10.2024 | 08.10.2025
Reagensi, izuzev za transfuziju | 404-1-110/24-44 | 265 | Reagensi za spektrofotometar | 14 | CKMB | RGN215878 | pakovanje | 50 ml | Biosystems | Creatine Cinase - MB (CK-MB) | 3509 | 20% | Promedia d.o.o. | 105-21/24 | 08.10.2024 | 08.10.2025
Reagensi, izuzev za transfuziju | 404-1-110/24-44 | 265 | Reagensi za spektrofotometar | 15 | Amilaza | RGN215879 | pakovanje | 150 ml | Biosystems | Alpha Amylase - direct | 11894.3 | 20% | Promedia d.o.o. | 105-21/24 | 08.10.2024 | 08.10.2025
Reagensi, izuzev za transfuziju | 404-1-110/24-44 | 265 | Reagensi za spektrofotometar | 16 | Kreatinin | RGN215880 | pakovanje | 200 ml | Biosystems | Creatinine | 11395.78 | 20% | Promedia d.o.o. | 105-21/24 | 08.10.2024 | 08.10.2025
Reagensi, izuzev za transfuziju | 404-1-110/24-44 | 265 | Reagensi za spektrofotometar | 17 | Bilirubin | RGN215881 | pakovanje | 200 ml | Biosystems | Bilirubin (TOTAL) | 8381.67 | 20% | Promedia d.o.o. | 105-21/24 | 08.10.2024 | 08.10.2025
Reagensi, izuzev za transfuziju | 404-1-110/24-44 | 265 | Reagensi za spektrofotometar | 18 | Kalibrator za Lactat PAP | RGN215882 | pakovanje | 1x5ml | Biosystems | Biochemistry Calibrator | 2059.42 | 20% | Promedia d.o.o. | 105-21/24 | 08.10.2024 | 08.10.2025
Reagensi, izuzev za transfuziju | 404-1-110/24-44 | 266 | Reagensi za NW-37 POCT (Neomedica) | 1 | HbA1c | RGN215883 | pakovanje | 30 testova | NeoMedica doo, Niš | HEMOGLOBIN DEVICE | 14805 | 20% | Neomedica d.o.o. | 105-19/24 | 08.10.2024 | 08.10.2025
Reagensi, izuzev za transfuziju | 404-1-110/24-44 | 266 | Reagensi za NW-37 POCT (Neomedica) | 2 | CRP | RGN215884 | pakovanje | 30 testova | NeoMedica doo, Niš | CRP DEVICE | 12400 | 20% | Neomedica d.o.o. | 105-19/24 | 08.10.2024 | 08.10.2025
Reagensi, izuzev za transfuziju | 404-1-110/24-44 | 266 | Reagensi za NW-37 POCT (Neomedica) | 3 | HbA1c kontrola | RGN215885 | pakovanje | 2x0,5 ml | Chemelex S.A., Španija | HbA1 c-d CONTROL | 5693 | 20% | Neomedica d.o.o. | 105-19/24 | 08.10.2024 | 08.10.2025
Reagensi, izuzev za transfuziju | 404-1-110/24-44 | 267 | Reagensi i potrošni materijal za biohemijski analizator cobas integra 400 plus, cobas c311, c501, c502, c503, c303 (Roche Diagnostics) | 1 | ALB BCG Gen.2 300 Tests, cobas c, Integra | RGN215886 | pakovanje | 300 testova | Roche Diagnostics | ALB BCG Gen.2 300 Tests, cobas c, Integra | 2406.9 | 20% | Adoc d.o.o. | 105-1/24 | 08.10.2024 | 08.10.2025
Reagensi, izuzev za transfuziju | 404-1-110/24-44 | 267 | Reagensi i potrošni materijal za biohemijski analizator cobas integra 400 plus, cobas c311, c501, c502, c503, c303 (Roche Diagnostics) | 2 | NH3 150 Tests, cobas c, Integra | RGN215887 | pakovanje | 150 testova | Roche Diagnostics | NH3 150 Tests, cobas c, Integra | 9951.5 | 20% | Adoc d.o.o. | 105-1/24 | 08.10.2024 | 08.10.2025
Reagensi, izuzev za transfuziju | 404-1-110/24-44 | 267 | Reagensi i potrošni materijal za biohemijski analizator cobas integra 400 plus, cobas c311, c501, c502, c503, c303 (Roche Diagnostics) | 3 | CO2-L Gen.2 250Tests, cobas c, Integra | RGN215888 | pakovanje | 250 testova | Roche Diagnostics | CO2-L Gen.2 250Tests, cobas c, Integra | 7590 | 20% | Adoc d.o.o. | 105-1/24 | 08.10.2024 | 08.10.2025
Reagensi, izuzev za transfuziju | 404-1-110/24-44 | 267 | Reagensi i potrošni materijal za biohemijski analizator cobas integra 400 plus, cobas c311, c501, c502, c503, c303 (Roche Diagnostics) | 4 | BIL-D Gen2 350Tests cobas c, Integra | RGN215889 | pakovanje | 350 testova | Roche Diagnostics | BIL-D Gen2 350Tests cobas c, Integra | 2153.3 | 20% | Adoc d.o.o. | 105-1/24 | 08.10.2024 | 08.10.2025
Reagensi, izuzev za transfuziju | 404-1-110/24-44 | 267 | Reagensi i potrošni materijal za biohemijski analizator cobas integra 400 plus, cobas c311, c501, c502, c503, c303 (Roche Diagnostics) | 5 | BIL-T Gen.3, 250 Tests cobas c, Integra | RGN215890 | pakovanje | 250 testova | Roche Diagnostics | BIL-T Gen.3, 250 Tests cobas c, Integra | 3816.8 | 20% | Adoc d.o.o. | 105-1/24 | 08.10.2024 | 08.10.2025
Reagensi, izuzev za transfuziju | 404-1-110/24-44 | 267 | Reagensi i potrošni materijal za biohemijski analizator cobas integra 400 plus, cobas c311, c501, c502, c503, c303 (Roche Diagnostics) | 6 | CA, Gen.2, 300Tests, cobas c, Integra | RGN215891 | pakovanje | 300 testova | Roche Diagnostics | CA, Gen.2, 300Tests, cobas c, Integra | 3612.1 | 20% | Adoc d.o.o. | 105-1/24 | 08.10.2024 | 08.10.2025
Reagensi, izuzev za transfuziju | 404-1-110/24-44 | 267 | Reagensi i potrošni materijal za biohemijski analizator cobas integra 400 plus, cobas c311, c501, c502, c503, c303 (Roche Diagnostics) | 7 | CHOL2, 400T, cobas c, Integra | RGN215892 | pakovanje | 400 testova | Roche Diagnostics | CHOL2, 400T, cobas c, Integra | 4672.4 | 20% | Adoc d.o.o. | 105-1/24 | 08.10.2024 | 08.10.2025
Reagensi, izuzev za transfuziju | 404-1-110/24-44 | 267 | Reagensi i potrošni materijal za biohemijski analizator cobas integra 400 plus, cobas c311, c501, c502, c503, c303 (Roche Diagnostics) | 8 | HDL-C Gen.4, 350Tests cobas c,Integra | RGN215893 | pakovanje | 350 testova | Roche Diagnostics | HDL-C Gen.4, 350Tests cobas c,Integra | 12272.2 | 20% | Adoc d.o.o. | 105-1/24 | 08.10.2024 | 08.10.2025
Reagensi, izuzev za transfuziju | 404-1-110/24-44 | 267 | Reagensi i potrošni materijal za biohemijski analizator cobas integra 400 plus, cobas c311, c501, c502, c503, c303 (Roche Diagnostics) | 9 | LDL-C Gen.3 200 tests, cobas c, Integra | RGN215894 | pakovanje | 200 testova | Roche Diagnostics | LDL-C Gen.3 200 tests, cobas c, Integra | 15313.4 | 20% | Adoc d.o.o. | 105-1/24 | 08.10.2024 | 08.10.2025
Reagensi, izuzev za transfuziju | 404-1-110/24-44 | 267 | Reagensi i potrošni materijal za biohemijski analizator cobas integra 400 plus, cobas c311, c501, c502, c503, c303 (Roche Diagnostics) | 10 | CREAJ Gen.2, 700 Test, cobas c, Integra | RGN215895 | pakovanje | 700 testova | Roche Diagnostics | CREAJ Gen.2, 700 Test, cobas c, Integra | 2149.3 | 20% | Adoc d.o.o. | 105-1/24 | 08.10.2024 | 08.10.2025
Reagensi, izuzev za transfuziju | 404-1-110/24-44 | 267 | Reagensi i potrošni materijal za biohemijski analizator cobas integra 400 plus, cobas c311, c501, c502, c503, c303 (Roche Diagnostics) | 11 | Gluc HK 200 Tests, cobas c, Integra | RGN215896 | pakovanje | 200 testova | Roche Diagnostics | Gluc HK 200 Tests, cobas c, Integra | 1666.3 | 20% | Adoc d.o.o. | 105-1/24 | 08.10.2024 | 08.10.2025
Reagensi, izuzev za transfuziju | 404-1-110/24-44 | 267 | Reagensi i potrošni materijal za biohemijski analizator cobas integra 400 plus, cobas c311, c501, c502, c503, c303 (Roche Diagnostics) | 12 | GLUC HK Gen.3 800 tests, cobas c, Integra | RGN215897 | pakovanje | 800 testova | Roche Diagnostics | GLUC HK Gen.3 800 tests, cobas c, Integra | 9163.2 | 20% | Adoc d.o.o. | 105-1/24 | 08.10.2024 | 08.10.2025
Reagensi, izuzev za transfuziju | 404-1-110/24-44 | 267 | Reagensi i potrošni materijal za biohemijski analizator cobas integra 400 plus, cobas c311, c501, c502, c503, c303 (Roche Diagnostics) | 13 | IRON Gen2. 200 Tests, cobas c, Integra | RGN215898 | pakovanje | 200 testova | Roche Diagnostics | IRON Gen2. 200 Tests, cobas c, Integra | 2870.4 | 20% | Adoc d.o.o. | 105-1/24 | 08.10.2024 | 08.10.2025
Reagensi, izuzev za transfuziju | 404-1-110/24-44 | 267 | Reagensi i potrošni materijal za biohemijski analizator cobas integra 400 plus, cobas c311, c501, c502, c503, c303 (Roche Diagnostics) | 14 | LACT Gen.2 100 Tests, cobas c, Integra | RGN215899 | pakovanje | 100 testova | Roche Diagnostics | LACT Gen.2 100 Tests, cobas c, Integra | 5184.2 | 20% | Adoc d.o.o. | 105-1/24 | 08.10.2024 | 08.10.2025
Reagensi, izuzev za transfuziju | 404-1-110/24-44 | 267 | Reagensi i potrošni materijal za biohemijski analizator cobas integra 400 plus, cobas c311, c501, c502, c503, c303 (Roche Diagnostics) | 15 | PHOS2 250 Tests, cobas c, Integra | RGN215900 | pakovanje | 250 testova | Roche Diagnostics | PHOS2 250 Tests, cobas c, Integra | 1851.5 | 20% | Adoc d.o.o. | 105-1/24 | 08.10.2024 | 08.10.2025
Reagensi, izuzev za transfuziju | 404-1-110/24-44 | 267 | Reagensi i potrošni materijal za biohemijski analizator cobas integra 400 plus, cobas c311, c501, c502, c503, c303 (Roche Diagnostics) | 16 | TP Gen.2 300 Tests, cobas c, Integra | RGN215901 | pakovanje | 300 testova | Roche Diagnostics | TP Gen.2 300 Tests, cobas c, Integra | 2152.8 | 20% | Adoc d.o.o. | 105-1/24 | 08.10.2024 | 08.10.2025
Reagensi, izuzev za transfuziju | 404-1-110/24-44 | 267 | Reagensi i potrošni materijal za biohemijski analizator cobas integra 400 plus, cobas c311, c501, c502, c503, c303 (Roche Diagnostics) | 17 | TPUC Gen.3 150 Tests, cobas c, Integra | RGN215902 | pakovanje | 150 testova | Roche Diagnostics | TPUC Gen.3 150 Tests, cobas c, Integra | 3610.4 | 20% | Adoc d.o.o. | 105-1/24 | 08.10.2024 | 08.10.2025
Reagensi, izuzev za transfuziju | 404-1-110/24-44 | 267 | Reagensi i potrošni materijal za biohemijski analizator cobas integra 400 plus, cobas c311, c501, c502, c503, c303 (Roche Diagnostics) | 18 | TRIGL 250 tests, cobas c , Integra | RGN215903 | pakovanje | 250 testova | Roche Diagnostics | TRIGL 250 tests, cobas c , Integra | 2547.2 | 20% | Adoc d.o.o. | 105-1/24 | 08.10.2024 | 08.10.2025
Reagensi, izuzev za transfuziju | 404-1-110/24-44 | 267 | Reagensi i potrošni materijal za biohemijski analizator cobas integra 400 plus, cobas c311, c501, c502, c503, c303 (Roche Diagnostics) | 19 | UIBC 100 Tests, cobas c, Integra | RGN215904 | pakovanje | 100 testova | Roche Diagnostics | UIBC 100 Tests, cobas c, Integra | 3611 | 20% | Adoc d.o.o. | 105-1/24 | 08.10.2024 | 08.10.2025
Reagensi, izuzev za transfuziju | 404-1-110/24-44 | 267 | Reagensi i potrošni materijal za biohemijski analizator cobas integra 400 plus, cobas c311, c501, c502, c503, c303 (Roche Diagnostics) | 20 | UREAL 500 Tests, cobas c, Integra | RGN215905 | pakovanje | 500 testova | Roche Diagnostics | UREAL 500 Tests, cobas c, Integra | 6112.2 | 20% | Adoc d.o.o. | 105-1/24 | 08.10.2024 | 08.10.2025
Reagensi, izuzev za transfuziju | 404-1-110/24-44 | 267 | Reagensi i potrošni materijal za biohemijski analizator cobas integra 400 plus, cobas c311, c501, c502, c503, c303 (Roche Diagnostics) | 21 | UA Gen.2 400 Tests, cobas c, Integra | RGN215906 | pakovanje | 400 testova | Roche Diagnostics | UA Gen.2 400 Tests, cobas c, Integra | 6108.8 | 20% | Adoc d.o.o. | 105-1/24 | 08.10.2024 | 08.10.2025
Reagensi, izuzev za transfuziju | 404-1-110/24-44 | 267 | Reagensi i potrošni materijal za biohemijski analizator cobas integra 400 plus, cobas c311, c501, c502, c503, c303 (Roche Diagnostics) | 22 | ALP IFCC Gen2, 400 Tests, cobas c, Integra | RGN215907 | pakovanje | 400 testova | Roche Diagnostics | ALP IFCC Gen2, 400 Tests, cobas c, Integra | 3146.4 | 20% | Adoc d.o.o. | 105-1/24 | 08.10.2024 | 08.10.2025
Reagensi, izuzev za transfuziju | 404-1-110/24-44 | 267 | Reagensi i potrošni materijal za biohemijski analizator cobas integra 400 plus, cobas c311, c501, c502, c503, c303 (Roche Diagnostics) | 23 | ALTL 500 tests, cobas c, Integra | RGN215908 | pakovanje | 500 testova | Roche Diagnostics | ALTL 500 tests, cobas c, Integra | 3979 | 20% | Adoc d.o.o. | 105-1/24 | 08.10.2024 | 08.10.2025
Reagensi, izuzev za transfuziju | 404-1-110/24-44 | 267 | Reagensi i potrošni materijal za biohemijski analizator cobas integra 400 plus, cobas c311, c501, c502, c503, c303 (Roche Diagnostics) | 24 | ASTL 500 tests, cobas c, Integra | RGN215909 | pakovanje | 500 testova | Roche Diagnostics | ASTL 500 tests, cobas c, Integra | 3979 | 20% | Adoc d.o.o. | 105-1/24 | 08.10.2024 | 08.10.2025
Reagensi, izuzev za transfuziju | 404-1-110/24-44 | 267 | Reagensi i potrošni materijal za biohemijski analizator cobas integra 400 plus, cobas c311, c501, c502, c503, c303 (Roche Diagnostics) | 25 | AMYL2 300 Tests, cobas c, Integra | RGN215910 | pakovanje | 300 testova | Roche Diagnostics | AMYL2 300 Tests, cobas c, Integra | 10184.4 | 20% | Adoc d.o.o. | 105-1/24 | 08.10.2024 | 08.10.2025
Reagensi, izuzev za transfuziju | 404-1-110/24-44 | 267 | Reagensi i potrošni materijal za biohemijski analizator cobas integra 400 plus, cobas c311, c501, c502, c503, c303 (Roche Diagnostics) | 26 | CHE Gen.2 200 Tests, cobas c, Integra | RGN215911 | pakovanje | 200 testova | Roche Diagnostics | CHE Gen.2 200 Tests, cobas c, Integra | 3332.7 | 20% | Adoc d.o.o. | 105-1/24 | 08.10.2024 | 08.10.2025
Reagensi, izuzev za transfuziju | 404-1-110/24-44 | 267 | Reagensi i potrošni materijal za biohemijski analizator cobas integra 400 plus, cobas c311, c501, c502, c503, c303 (Roche Diagnostics) | 27 | CK 200 Tests, cobas c, Integra | RGN215912 | pakovanje | 200 testova | Roche Diagnostics | CK 200 Tests, cobas c, Integra | 6527.4 | 20% | Adoc d.o.o. | 105-1/24 | 08.10.2024 | 08.10.2025
Reagensi, izuzev za transfuziju | 404-1-110/24-44 | 267 | Reagensi i potrošni materijal za biohemijski analizator cobas integra 400 plus, cobas c311, c501, c502, c503, c303 (Roche Diagnostics) | 28 | CK-MB 100 Tests, cobas c, Integra | RGN215913 | pakovanje | 100 testova | Roche Diagnostics | CK-MB 100 Tests, cobas c, Integra | 4605.7 | 20% | Adoc d.o.o. | 105-1/24 | 08.10.2024 | 08.10.2025
Reagensi, izuzev za transfuziju | 404-1-110/24-44 | 267 | Reagensi i potrošni materijal za biohemijski analizator cobas integra 400 plus, cobas c311, c501, c502, c503, c303 (Roche Diagnostics) | 29 | GGT2 400 Tests, cobas c, Integra | RGN215914 | pakovanje | 400 testova | Roche Diagnostics | GGT2 400 Tests, cobas c, Integra | 5207.2 | 20% | Adoc d.o.o. | 105-1/24 | 08.10.2024 | 08.10.2025
Reagensi, izuzev za transfuziju | 404-1-110/24-44 | 267 | Reagensi i potrošni materijal za biohemijski analizator cobas integra 400 plus, cobas c311, c501, c502, c503, c303 (Roche Diagnostics) | 30 | LDHI Gen2 IFCC, 300 Tests, cobas c, Integra | RGN215915 | pakovanje | 300 testova | Roche Diagnostics | LDHI Gen2 IFCC, 300 Tests, cobas c, Integra | 4999 | 20% | Adoc d.o.o. | 105-1/24 | 08.10.2024 | 08.10.2025
Reagensi, izuzev za transfuziju | 404-1-110/24-44 | 267 | Reagensi i potrošni materijal za biohemijski analizator cobas integra 400 plus, cobas c311, c501, c502, c503, c303 (Roche Diagnostics) | 31 | LIPASE 200 Tests, cobas c, Integra | RGN215916 | pakovanje | 200 testova | Roche Diagnostics | LIPASE 200 Tests, cobas c, Integra | 6989.7 | 20% | Adoc d.o.o. | 105-1/24 | 08.10.2024 | 08.10.2025
Reagensi, izuzev za transfuziju | 404-1-110/24-44 | 267 | Reagensi i potrošni materijal za biohemijski analizator cobas integra 400 plus, cobas c311, c501, c502, c503, c303 (Roche Diagnostics) | 32 | ALB-T TQ Gen.2 100 Tests, cobas c, Integra | RGN215917 | pakovanje | 100 testova | Roche Diagnostics | ALB-T TQ Gen.2 100 Tests, cobas c, Integra | 15598.6 | 20% | Adoc d.o.o. | 105-1/24 | 08.10.2024 | 08.10.2025
Reagensi, izuzev za transfuziju | 404-1-110/24-44 | 267 | Reagensi i potrošni materijal za biohemijski analizator cobas integra 400 plus, cobas c311, c501, c502, c503, c303 (Roche Diagnostics) | 33 | APOAT 100 Tests, cobas c, Integra | RGN215918 | pakovanje | 100 testova | Roche Diagnostics | APOAT 100 Tests, cobas c, Integra | 13307.8 | 20% | Adoc d.o.o. | 105-1/24 | 08.10.2024 | 08.10.2025
Reagensi, izuzev za transfuziju | 404-1-110/24-44 | 267 | Reagensi i potrošni materijal za biohemijski analizator cobas integra 400 plus, cobas c311, c501, c502, c503, c303 (Roche Diagnostics) | 34 | APOBT 100 Tests, cobas c, Integra | RGN215919 | pakovanje | 100 testova | Roche Diagnostics | APOBT 100 Tests, cobas c, Integra | 13307.8 | 20% | Adoc d.o.o. | 105-1/24 | 08.10.2024 | 08.10.2025
Reagensi, izuzev za transfuziju | 404-1-110/24-44 | 267 | Reagensi i potrošni materijal za biohemijski analizator cobas integra 400 plus, cobas c311, c501, c502, c503, c303 (Roche Diagnostics) | 35 | FERR 200 Tests, Integra | RGN215920 | pakovanje | 200 testova | Roche Diagnostics | FERR 200 Tests, Integra | 43996.2 | 20% | Adoc d.o.o. | 105-1/24 | 08.10.2024 | 08.10.2025
Reagensi, izuzev za transfuziju | 404-1-110/24-44 | 267 | Reagensi i potrošni materijal za biohemijski analizator cobas integra 400 plus, cobas c311, c501, c502, c503, c303 (Roche Diagnostics) | 36 | HbA1c TQ Gen 3 150 test cobas c501 | RGN215921 | pakovanje | 150 testova | Roche Diagnostics | HbA1c TQ Gen 3 150 test cobas c501 | 21697.2 | 20% | Adoc d.o.o. | 105-1/24 | 08.10.2024 | 08.10.2025
Reagensi, izuzev za transfuziju | 404-1-110/24-44 | 267 | Reagensi i potrošni materijal za biohemijski analizator cobas integra 400 plus, cobas c311, c501, c502, c503, c303 (Roche Diagnostics) | 37 | D-Dimer Gen.2, 100Test, cobas c, Integra | RGN215922 | pakovanje | 100 testova | Roche Diagnostics | D-Dimer Gen.2, 100Test, cobas c, Integra | 74522.8 | 20% | Adoc d.o.o. | 105-1/24 | 08.10.2024 | 08.10.2025
Reagensi, izuzev za transfuziju | 404-1-110/24-44 | 267 | Reagensi i potrošni materijal za biohemijski analizator cobas integra 400 plus, cobas c311, c501, c502, c503, c303 (Roche Diagnostics) | 38 | CARB, 200 Tests, Integra | RGN215923 | pakovanje | 200 testova | Roche Diagnostics | CARB, 200Tests, cobas Integra | 49643.3 | 20% | Adoc d.o.o. | 105-1/24 | 08.10.2024 | 08.10.2025
Reagensi, izuzev za transfuziju | 404-1-110/24-44 | 267 | Reagensi i potrošni materijal za biohemijski analizator cobas integra 400 plus, cobas c311, c501, c502, c503, c303 (Roche Diagnostics) | 39 | PHNO, 200 Tests, Integra | RGN215924 | pakovanje | 200 testova | Roche Diagnostics | PHNO, 200Tests, cobas Integra | 49643.3 | 20% | Adoc d.o.o. | 105-1/24 | 08.10.2024 | 08.10.2025
Reagensi, izuzev za transfuziju | 404-1-110/24-44 | 267 | Reagensi i potrošni materijal za biohemijski analizator cobas integra 400 plus, cobas c311, c501, c502, c503, c303 (Roche Diagnostics) | 40 | VALP, 200 Tests, Integra | RGN215925 | pakovanje | 200 testova | Roche Diagnostics | VALP, 200Tests, cobas Integra | 49643.3 | 20% | Adoc d.o.o. | 105-1/24 | 08.10.2024 | 08.10.2025
Reagensi, izuzev za transfuziju | 404-1-110/24-44 | 267 | Reagensi i potrošni materijal za biohemijski analizator cobas integra 400 plus, cobas c311, c501, c502, c503, c303 (Roche Diagnostics) | 41 | Activator for cobas c | RGN215926 | pakovanje | 9 x 12 ml | Roche Diagnostics | Activator for cobas c | 7382.4 | 20% | Adoc d.o.o. | 105-1/24 | 08.10.2024 | 08.10.2025
Reagensi, izuzev za transfuziju | 404-1-110/24-44 | 267 | Reagensi i potrošni materijal za biohemijski analizator cobas integra 400 plus, cobas c311, c501, c502, c503, c303 (Roche Diagnostics) | 42 | Cfas 12x3ml | RGN215927 | pakovanje | 12 x 3 ml | Roche Diagnostics | Cfas 12x3ml | 7730.2 | 20% | Adoc d.o.o. | 105-1/24 | 08.10.2024 | 08.10.2025
Reagensi, izuzev za transfuziju | 404-1-110/24-44 | 267 | Reagensi i potrošni materijal za biohemijski analizator cobas integra 400 plus, cobas c311, c501, c502, c503, c303 (Roche Diagnostics) | 43 | Cfas Lipid 3x1ml | RGN215928 | pakovanje | 3 x 1 ml | Roche Diagnostics | Cfas Lipid 3x1ml | 5971 | 20% | Adoc d.o.o. | 105-1/24 | 08.10.2024 | 08.10.2025
Reagensi, izuzev za transfuziju | 404-1-110/24-44 | 267 | Reagensi i potrošni materijal za biohemijski analizator cobas integra 400 plus, cobas c311, c501, c502, c503, c303 (Roche Diagnostics) | 44 | Cfas Proteins 5x1ml | RGN215929 | pakovanje | 5 x 1 ml | Roche Diagnostics | Cfas Proteins 5x1ml | 38210.3 | 20% | Adoc d.o.o. | 105-1/24 | 08.10.2024 | 08.10.2025
Reagensi, izuzev za transfuziju | 404-1-110/24-44 | 267 | Reagensi i potrošni materijal za biohemijski analizator cobas integra 400 plus, cobas c311, c501, c502, c503, c303 (Roche Diagnostics) | 45 | Cfas PUC 5X1ml | RGN215930 | pakovanje | 5 x 1 ml | Roche Diagnostics | Cfas PUC 5X1ml | 9535.2 | 20% | Adoc d.o.o. | 105-1/24 | 08.10.2024 | 08.10.2025
Reagensi, izuzev za transfuziju | 404-1-110/24-44 | 267 | Reagensi i potrošni materijal za biohemijski analizator cobas integra 400 plus, cobas c311, c501, c502, c503, c303 (Roche Diagnostics) | 46 | Cfas CK-MB 3x1ml | RGN215931 | pakovanje | 3 x 1 ml | Roche Diagnostics | Cfas CK-MB 3x1ml | 6179.4 | 20% | Adoc d.o.o. | 105-1/24 | 08.10.2024 | 08.10.2025
Reagensi, izuzev za transfuziju | 404-1-110/24-44 | 267 | Reagensi i potrošni materijal za biohemijski analizator cobas integra 400 plus, cobas c311, c501, c502, c503, c303 (Roche Diagnostics) | 47 | Cfas HbA1C 3X2ml | RGN215932 | pakovanje | 3 x 2 ml | Roche Diagnostics | Cfas HbA1C 3X2ml | 23599.7 | 20% | Adoc d.o.o. | 105-1/24 | 08.10.2024 | 08.10.2025
Reagensi, izuzev za transfuziju | 404-1-110/24-44 | 267 | Reagensi i potrošni materijal za biohemijski analizator cobas integra 400 plus, cobas c311, c501, c502, c503, c303 (Roche Diagnostics) | 48 | Ammonia/Ethanol/CO2 Calibrator | RGN215933 | pakovanje | 2 x 4 ml | Roche Diagnostics | Ammonia/Ethanol/CO2 Calibrator | 10854.4 | 20% | Adoc d.o.o. | 105-1/24 | 08.10.2024 | 08.10.2025
Reagensi, izuzev za transfuziju | 404-1-110/24-44 | 267 | Reagensi i potrošni materijal za biohemijski analizator cobas integra 400 plus, cobas c311, c501, c502, c503, c303 (Roche Diagnostics) | 49 | IRON Standard | RGN215934 | pakovanje | 1 x 75 ml | Roche Diagnostics | IRON Standard | 5971.1 | 20% | Adoc d.o.o. | 105-1/24 | 08.10.2024 | 08.10.2025
Reagensi, izuzev za transfuziju | 404-1-110/24-44 | 267 | Reagensi i potrošni materijal za biohemijski analizator cobas integra 400 plus, cobas c311, c501, c502, c503, c303 (Roche Diagnostics) | 50 | D-Dimer Gen.2 CalSet | RGN215935 | pakovanje | 6 x 0.5 ml | Roche Diagnostics | D-Dimer Gen.2 CalSet | 8354.9 | 20% | Adoc d.o.o. | 105-1/24 | 08.10.2024 | 08.10.2025
Reagensi, izuzev za transfuziju | 404-1-110/24-44 | 267 | Reagensi i potrošni materijal za biohemijski analizator cobas integra 400 plus, cobas c311, c501, c502, c503, c303 (Roche Diagnostics) | 51 | Preciset TDM 1 | RGN215936 | pakovanje | 6 x 5 ml | Roche Diagnostics | Preciset TDM 1 | 45060.8 | 20% | Adoc d.o.o. | 105-1/24 | 08.10.2024 | 08.10.2025
Reagensi, izuzev za transfuziju | 404-1-110/24-44 | 267 | Reagensi i potrošni materijal za biohemijski analizator cobas integra 400 plus, cobas c311, c501, c502, c503, c303 (Roche Diagnostics) | 52 | PreciControl ClinChem Multi 1 | RGN215937 | pakovanje | 20 x 5 ml | Roche Diagnostics | PreciControl ClinChem Multi 1 | 41658.7 | 20% | Adoc d.o.o. | 105-1/24 | 08.10.2024 | 08.10.2025
Reagensi, izuzev za transfuziju | 404-1-110/24-44 | 267 | Reagensi i potrošni materijal za biohemijski analizator cobas integra 400 plus, cobas c311, c501, c502, c503, c303 (Roche Diagnostics) | 53 | PreciControl ClinChem Multi 2 | RGN215938 | pakovanje | 20 x 5 ml | Roche Diagnostics | PreciControl ClinChem Multi 2 | 41658.7 | 20% | Adoc d.o.o. | 105-1/24 | 08.10.2024 | 08.10.2025
Reagensi, izuzev za transfuziju | 404-1-110/24-44 | 267 | Reagensi i potrošni materijal za biohemijski analizator cobas integra 400 plus, cobas c311, c501, c502, c503, c303 (Roche Diagnostics) | 54 | PreciControl ClinChem Multi 1, 4x5ml | RGN215939 | pakovanje | 4 x 5 ml | Roche Diagnostics | PreciControl ClinChem Multi 1, 4x5ml | 9720.3 | 20% | Adoc d.o.o. | 105-1/24 | 08.10.2024 | 08.10.2025
Reagensi, izuzev za transfuziju | 404-1-110/24-44 | 267 | Reagensi i potrošni materijal za biohemijski analizator cobas integra 400 plus, cobas c311, c501, c502, c503, c303 (Roche Diagnostics) | 55 | PreciControl ClinChem Multi 2, 4x5ml | RGN215940 | pakovanje | 4 x 5 ml | Roche Diagnostics | PreciControl ClinChem Multi 2, 4x5ml | 9720.3 | 20% | Adoc d.o.o. | 105-1/24 | 08.10.2024 | 08.10.2025
Reagensi, izuzev za transfuziju | 404-1-110/24-44 | 267 | Reagensi i potrošni materijal za biohemijski analizator cobas integra 400 plus, cobas c311, c501, c502, c503, c303 (Roche Diagnostics) | 56 | PreciControl HBA1C Norm | RGN215941 | pakovanje | 4 x 1 ml | Roche Diagnostics | PreciControl HBA1C Norm | 31244 | 20% | Adoc d.o.o. | 105-1/24 | 08.10.2024 | 08.10.2025
Reagensi, izuzev za transfuziju | 404-1-110/24-44 | 267 | Reagensi i potrošni materijal za biohemijski analizator cobas integra 400 plus, cobas c311, c501, c502, c503, c303 (Roche Diagnostics) | 57 | PreciControl HBA1C Path | RGN215942 | pakovanje | 4 x 1 ml | Roche Diagnostics | PreciControl HBA1C Path | 31244 | 20% | Adoc d.o.o. | 105-1/24 | 08.10.2024 | 08.10.2025
Reagensi, izuzev za transfuziju | 404-1-110/24-44 | 267 | Reagensi i potrošni materijal za biohemijski analizator cobas integra 400 plus, cobas c311, c501, c502, c503, c303 (Roche Diagnostics) | 58 | PRECINORM Proteins U | RGN215943 | pakovanje | 4 x 3 ml | Roche Diagnostics | PRECINORM Proteins U | 26707.8 | 20% | Adoc d.o.o. | 105-1/24 | 08.10.2024 | 08.10.2025
Reagensi, izuzev za transfuziju | 404-1-110/24-44 | 267 | Reagensi i potrošni materijal za biohemijski analizator cobas integra 400 plus, cobas c311, c501, c502, c503, c303 (Roche Diagnostics) | 59 | PRECIPATH Proteins U | RGN215944 | pakovanje | 4 x 3 ml | Roche Diagnostics | PRECIPATH Proteins U | 26707.8 | 20% | Adoc d.o.o. | 105-1/24 | 08.10.2024 | 08.10.2025
Reagensi, izuzev za transfuziju | 404-1-110/24-44 | 267 | Reagensi i potrošni materijal za biohemijski analizator cobas integra 400 plus, cobas c311, c501, c502, c503, c303 (Roche Diagnostics) | 60 | Ammonia/Ethanol /CO2 Control N | RGN215945 | pakovanje | 5 x 4 ml | Roche Diagnostics | Ammonia/Ethanol /CO2 Control N | 10970 | 20% | Adoc d.o.o. | 105-1/24 | 08.10.2024 | 08.10.2025
Reagensi, izuzev za transfuziju | 404-1-110/24-44 | 267 | Reagensi i potrošni materijal za biohemijski analizator cobas integra 400 plus, cobas c311, c501, c502, c503, c303 (Roche Diagnostics) | 61 | Ammonia/Ethanol /CO2 Control A | RGN215946 | pakovanje | 5 x 4 ml | Roche Diagnostics | Ammonia/Ethanol /CO2 Control A | 12868 | 20% | Adoc d.o.o. | 105-1/24 | 08.10.2024 | 08.10.2025
Reagensi, izuzev za transfuziju | 404-1-110/24-44 | 267 | Reagensi i potrošni materijal za biohemijski analizator cobas integra 400 plus, cobas c311, c501, c502, c503, c303 (Roche Diagnostics) | 62 | D-Dimer Gen.2 Control I/II | RGN215947 | pakovanje | 2 x 2 x 1 ml (2 nivoa) | Roche Diagnostics | D-Dimer Gen.2 Control I/II | 68042.6 | 20% | Adoc d.o.o. | 105-1/24 | 08.10.2024 | 08.10.2025
Reagensi, izuzev za transfuziju | 404-1-110/24-44 | 267 | Reagensi i potrošni materijal za biohemijski analizator cobas integra 400 plus, cobas c311, c501, c502, c503, c303 (Roche Diagnostics) | 63 | TDM Control SET | RGN215948 | pakovanje | 3 x 2 x 5 ml (3 nivoa) | Roche Diagnostics | TDM Control SET | 19718.4 | 20% | Adoc d.o.o. | 105-1/24 | 08.10.2024 | 08.10.2025
Reagensi, izuzev za transfuziju | 404-1-110/24-44 | 267 | Reagensi i potrošni materijal za biohemijski analizator cobas integra 400 plus, cobas c311, c501, c502, c503, c303 (Roche Diagnostics) | 64 | HbA1c TQ haemlyzing cobas Integra 800 | RGN215949 | pakovanje | 6 x 10 ml | Roche Diagnostics | HbA1c TQ haemlyzing cobas Integra 800 | 21454.2 | 20% | Adoc d.o.o. | 105-1/24 | 08.10.2024 | 08.10.2025
Reagensi, izuzev za transfuziju | 404-1-110/24-44 | 267 | Reagensi i potrošni materijal za biohemijski analizator cobas integra 400 plus, cobas c311, c501, c502, c503, c303 (Roche Diagnostics) | 65 | ISE CALIBRATOR DIREKT | RGN215950 | pakovanje | 1 x 250 ml | Roche Diagnostics | ISE CALIBRATOR DIREKT | 786.9 | 20% | Adoc d.o.o. | 105-1/24 | 08.10.2024 | 08.10.2025
Reagensi, izuzev za transfuziju | 404-1-110/24-44 | 267 | Reagensi i potrošni materijal za biohemijski analizator cobas integra 400 plus, cobas c311, c501, c502, c503, c303 (Roche Diagnostics) | 66 | ISE CALIBRATOR INDIREKT/URIN | RGN215951 | pakovanje | 1 x 250 ml | Roche Diagnostics | ISE CALIBRATOR INDIREKT/URIN | 786.9 | 20% | Adoc d.o.o. | 105-1/24 | 08.10.2024 | 08.10.2025
Reagensi, izuzev za transfuziju | 404-1-110/24-44 | 267 | Reagensi i potrošni materijal za biohemijski analizator cobas integra 400 plus, cobas c311, c501, c502, c503, c303 (Roche Diagnostics) | 67 | COBAS INTEGRA ISE DEPROTEINIZE | RGN215952 | pakovanje | 6 x 21 ml | Roche Diagnostics | COBAS INTEGRA ISE DEPROTEINIZE | 2360.6 | 20% | Adoc d.o.o. | 105-1/24 | 08.10.2024 | 08.10.2025
Reagensi, izuzev za transfuziju | 404-1-110/24-44 | 267 | Reagensi i potrošni materijal za biohemijski analizator cobas integra 400 plus, cobas c311, c501, c502, c503, c303 (Roche Diagnostics) | 68 | COBAS INTEGRA ISE ETCHER | RGN215953 | pakovanje | 6 x 11 ml | Roche Diagnostics | COBAS INTEGRA ISE ETCHER | 2360.6 | 20% | Adoc d.o.o. | 105-1/24 | 08.10.2024 | 08.10.2025
Reagensi, izuzev za transfuziju | 404-1-110/24-44 | 267 | Reagensi i potrošni materijal za biohemijski analizator cobas integra 400 plus, cobas c311, c501, c502, c503, c303 (Roche Diagnostics) | 69 | COBAS INTEGRA ISE REFERENZ- | RGN215954 | pakovanje | 1 x 250 ml | Roche Diagnostics | COBAS INTEGRA ISE REFERENZ- | 1272.9 | 20% | Adoc d.o.o. | 105-1/24 | 08.10.2024 | 08.10.2025
Reagensi, izuzev za transfuziju | 404-1-110/24-44 | 267 | Reagensi i potrošni materijal za biohemijski analizator cobas integra 400 plus, cobas c311, c501, c502, c503, c303 (Roche Diagnostics) | 70 | COBAS INTEGRA ISE LÖSUNG 1, | RGN233531 | pakovanje | 6 x 17.5 ml | Roche Diagnostics | COBAS INTEGRA ISE LÖSUNG 1, | 4096.4 | 20% | Adoc d.o.o. | 105-1/24 | 08.10.2024 | 08.10.2025
Reagensi, izuzev za transfuziju | 404-1-110/24-44 | 267 | Reagensi i potrošni materijal za biohemijski analizator cobas integra 400 plus, cobas c311, c501, c502, c503, c303 (Roche Diagnostics) | 71 | COBAS INTEGRA ISE LÖSUNG 2, | RGN233532 | pakovanje | 6 x 9.5 ml | Roche Diagnostics | COBAS INTEGRA ISE LÖSUNG 2, | 4790.7 | 20% | Adoc d.o.o. | 105-1/24 | 08.10.2024 | 08.10.2025
Reagensi, izuzev za transfuziju | 404-1-110/24-44 | 267 | Reagensi i potrošni materijal za biohemijski analizator cobas integra 400 plus, cobas c311, c501, c502, c503, c303 (Roche Diagnostics) | 72 | COBAS INTEGRA ISE LÖSUNG 3, | RGN233533 | pakovanje | 6 x 9.5 ml | Roche Diagnostics | COBAS INTEGRA ISE LÖSUNG 3, | 4790.7 | 20% | Adoc d.o.o. | 105-1/24 | 08.10.2024 | 08.10.2025
Reagensi, izuzev za transfuziju | 404-1-110/24-44 | 267 | Reagensi i potrošni materijal za biohemijski analizator cobas integra 400 plus, cobas c311, c501, c502, c503, c303 (Roche Diagnostics) | 73 | Electrode Chloride C/I | RGN215958 | pakovanje | 1 komad | Roche Diagnostics | Electrode Chloride C/I | 60567.2 | 20% | Adoc d.o.o. | 105-1/24 | 08.10.2024 | 08.10.2025
Reagensi, izuzev za transfuziju | 404-1-110/24-44 | 267 | Reagensi i potrošni materijal za biohemijski analizator cobas integra 400 plus, cobas c311, c501, c502, c503, c303 (Roche Diagnostics) | 74 | ELECTRODE ISE LITHIUM | RGN215959 | pakovanje | 1 komad | Roche Diagnostics | ELECTRODE ISE LITHIUM | 35548.8 | 20% | Adoc d.o.o. | 105-1/24 | 08.10.2024 | 08.10.2025
Reagensi, izuzev za transfuziju | 404-1-110/24-44 | 267 | Reagensi i potrošni materijal za biohemijski analizator cobas integra 400 plus, cobas c311, c501, c502, c503, c303 (Roche Diagnostics) | 75 | ELECTRODE ISE POTASSIUM | RGN215960 | pakovanje | 1 komad | Roche Diagnostics | ELECTRODE ISE POTASSIUM | 29508.3 | 20% | Adoc d.o.o. | 105-1/24 | 08.10.2024 | 08.10.2025
Reagensi, izuzev za transfuziju | 404-1-110/24-44 | 267 | Reagensi i potrošni materijal za biohemijski analizator cobas integra 400 plus, cobas c311, c501, c502, c503, c303 (Roche Diagnostics) | 76 | ELECTRODE ISE SODIUM | RGN215961 | pakovanje | 1 komad | Roche Diagnostics | ELECTRODE ISE SODIUM | 32794.7 | 20% | Adoc d.o.o. | 105-1/24 | 08.10.2024 | 08.10.2025
Reagensi, izuzev za transfuziju | 404-1-110/24-44 | 267 | Reagensi i potrošni materijal za biohemijski analizator cobas integra 400 plus, cobas c311, c501, c502, c503, c303 (Roche Diagnostics) | 77 | ELECTRODE ISE REFERENCE | RGN215962 | pakovanje | 1 komad | Roche Diagnostics | ELECTRODE ISE REFERENCE | 32794.7 | 20% | Adoc d.o.o. | 105-1/24 | 08.10.2024 | 08.10.2025
Reagensi, izuzev za transfuziju | 404-1-110/24-44 | 267 | Reagensi i potrošni materijal za biohemijski analizator cobas integra 400 plus, cobas c311, c501, c502, c503, c303 (Roche Diagnostics) | 78 | Multi pack cobas c Integra 20/40/20 | RGN215964 | pakovanje | 1 komad | Roche Diagnostics | Multi pack cobas c Integra 20/40/20 | 3586.6 | 20% | Adoc d.o.o. | 105-1/24 | 08.10.2024 | 08.10.2025
Reagensi, izuzev za transfuziju | 404-1-110/24-44 | 267 | Reagensi i potrošni materijal za biohemijski analizator cobas integra 400 plus, cobas c311, c501, c502, c503, c303 (Roche Diagnostics) | 79 | Opening Tool Cobas c Pack 100 | RGN215965 | pakovanje | 100 komad | Roche Diagnostics | Opening Tool Cobas c Pack 100 | 6295.1 | 20% | Adoc d.o.o. | 105-1/24 | 08.10.2024 | 08.10.2025
Reagensi, izuzev za transfuziju | 404-1-110/24-44 | 267 | Reagensi i potrošni materijal za biohemijski analizator cobas integra 400 plus, cobas c311, c501, c502, c503, c303 (Roche Diagnostics) | 80 | Activator Bottle Set for Cobas Integra | RGN215966 | pakovanje | 50 x 11 ml | Roche Diagnostics | Activator Bottle Set for Cobas Integra | 1481.2 | 20% | Adoc d.o.o. | 105-1/24 | 08.10.2024 | 08.10.2025
Reagensi, izuzev za transfuziju | 404-1-110/24-44 | 267 | Reagensi i potrošni materijal za biohemijski analizator cobas integra 400 plus, cobas c311, c501, c502, c503, c303 (Roche Diagnostics) | 81 | COBAS INTEGRA CLEANER, 150 Tests | RGN215967 | pakovanje | 150 testova | Roche Diagnostics | COBAS INTEGRA CLEANER, 150 Tests | 601.7 | 20% | Adoc d.o.o. | 105-1/24 | 08.10.2024 | 08.10.2025
Reagensi, izuzev za transfuziju | 404-1-110/24-44 | 267 | Reagensi i potrošni materijal za biohemijski analizator cobas integra 400 plus, cobas c311, c501, c502, c503, c303 (Roche Diagnostics) | 82 | Cobas Integra Cleaner | RGN215968 | pakovanje | 1 x 1000 ml | Roche Diagnostics | Cobas Integra Cleaner | 3980.7 | 20% | Adoc d.o.o. | 105-1/24 | 08.10.2024 | 08.10.2025
Reagensi, izuzev za transfuziju | 404-1-110/24-44 | 267 | Reagensi i potrošni materijal za biohemijski analizator cobas integra 400 plus, cobas c311, c501, c502, c503, c303 (Roche Diagnostics) | 83 | Integra Microcuvetten, | RGN215969 | pakovanje | 20 x 1000 komad | Roche Diagnostics | Integra Microcuvetten, | 47676.1 | 20% | Adoc d.o.o. | 105-1/24 | 08.10.2024 | 08.10.2025
Reagensi, izuzev za transfuziju | 404-1-110/24-44 | 267 | Reagensi i potrošni materijal za biohemijski analizator cobas integra 400 plus, cobas c311, c501, c502, c503, c303 (Roche Diagnostics) | 84 | Waste Container Cobas Integra 400 | RGN215970 | pakovanje | 20 komada | Roche Diagnostics | Waste Container Cobas Integra 400 | 10970.1 | 20% | Adoc d.o.o. | 105-1/24 | 08.10.2024 | 08.10.2025
Reagensi, izuzev za transfuziju | 404-1-110/24-44 | 267 | Reagensi i potrošni materijal za biohemijski analizator cobas integra 400 plus, cobas c311, c501, c502, c503, c303 (Roche Diagnostics) | 85 | COBAS INTEGRA NACL DILUENT 9 % | RGN215971 | pakovanje | 6 x 22 ml | Roche Diagnostics | COBAS INTEGRA NACL DILUENT 9 % | 4281.6 | 20% | Adoc d.o.o. | 105-1/24 | 08.10.2024 | 08.10.2025
Reagensi, izuzev za transfuziju | 404-1-110/24-44 | 267 | Reagensi i potrošni materijal za biohemijski analizator cobas integra 400 plus, cobas c311, c501, c502, c503, c303 (Roche Diagnostics) | 86 | Cobas Integra Cup hole White | RGN230135 | pakovanje | 1000 komada | Roche Diagnostics | Cobas Integra Cup hole white | 4767.6 | 20% | Adoc d.o.o. | 105-1/24 | 08.10.2024 | 08.10.2025
Reagensi, izuzev za transfuziju | 404-1-110/24-44 | 267 | Reagensi i potrošni materijal za biohemijski analizator cobas integra 400 plus, cobas c311, c501, c502, c503, c303 (Roche Diagnostics) | 87 | COBAS INTEGRA CHECK KASSETTE | RGN215974 | pakovanje | 300 testova | Roche Diagnostics | COBAS INTEGRA CHECK KASSETTE | 3610.4 | 20% | Adoc d.o.o. | 105-1/24 | 08.10.2024 | 08.10.2025
Reagensi, izuzev za transfuziju | 404-1-110/24-44 | 267 | Reagensi i potrošni materijal za biohemijski analizator cobas integra 400 plus, cobas c311, c501, c502, c503, c303 (Roche Diagnostics) | 88 | COBAS INTEGRA CHECK SAMPLE | RGN215975 | pakovanje | 1 x 25 ml | Roche Diagnostics | COBAS INTEGRA CHECK SAMPLE | 3610.4 | 20% | Adoc d.o.o. | 105-1/24 | 08.10.2024 | 08.10.2025
Reagensi, izuzev za transfuziju | 404-1-110/24-44 | 267 | Reagensi i potrošni materijal za biohemijski analizator cobas integra 400 plus, cobas c311, c501, c502, c503, c303 (Roche Diagnostics) | 89 | Halogen lamp Integra | RGN215976 | pakovanje | 1 komad | Roche Diagnostics | Lamp Halogen Integra | 8850.1 | 20% | Adoc d.o.o. | 105-1/24 | 08.10.2024 | 08.10.2025
Reagensi, izuzev za transfuziju | 404-1-110/24-44 | 267 | Reagensi i potrošni materijal za biohemijski analizator cobas integra 400 plus, cobas c311, c501, c502, c503, c303 (Roche Diagnostics) | 90 | Probe set | RGN215977 | pakovanje | 2 komada | Roche Diagnostics | PROBE SET INTEGRA 400/400plus | 21167.7 | 20% | Adoc d.o.o. | 105-1/24 | 08.10.2024 | 08.10.2025
Reagensi, izuzev za transfuziju | 404-1-110/24-44 | 267 | Reagensi i potrošni materijal za biohemijski analizator cobas integra 400 plus, cobas c311, c501, c502, c503, c303 (Roche Diagnostics) | 91 | Kit maintenance 400/400PLUS | RGN215978 | pakovanje | 1 komad | Roche Diagnostics | KIT MAINTENANCE 400/400PLUS | 51019.7 | 20% | Adoc d.o.o. | 105-1/24 | 08.10.2024 | 08.10.2025
Reagensi, izuzev za transfuziju | 404-1-110/24-44 | 267 | Reagensi i potrošni materijal za biohemijski analizator cobas integra 400 plus, cobas c311, c501, c502, c503, c303 (Roche Diagnostics) | 92 | Tubing set ISE integra 400 | RGN215979 | pakovanje | 1 komad | Roche Diagnostics | TUBING SET ISE INTEGRA 400 | 23712.8 | 20% | Adoc d.o.o. | 105-1/24 | 08.10.2024 | 08.10.2025
Reagensi, izuzev za transfuziju | 404-1-110/24-44 | 267 | Reagensi i potrošni materijal za biohemijski analizator cobas integra 400 plus, cobas c311, c501, c502, c503, c303 (Roche Diagnostics) | 93 | MG, Gen 2 250 Test, cobas c | RGN215980 | pakovanje | 250 testova | Roche Diagnostics | MG, Gen 2 250 Test, cobas c | 4237.7 | 20% | Adoc d.o.o. | 105-1/24 | 08.10.2024 | 08.10.2025
Reagensi, izuzev za transfuziju | 404-1-110/24-44 | 267 | Reagensi i potrošni materijal za biohemijski analizator cobas integra 400 plus, cobas c311, c501, c502, c503, c303 (Roche Diagnostics) | 94 | AMY-P 200 tests, cobas c, Integra | RGN215981 | pakovanje | 200 testova | Roche Diagnostics | AMY-P 200 tests, cobas c, Integra | 10184.4 | 20% | Adoc d.o.o. | 105-1/24 | 08.10.2024 | 08.10.2025
Reagensi, izuzev za transfuziju | 404-1-110/24-44 | 267 | Reagensi i potrošni materijal za biohemijski analizator cobas integra 400 plus, cobas c311, c501, c502, c503, c303 (Roche Diagnostics) | 95 | HBDH Gen.2, 100Tests, cobas c/INT | RGN215982 | pakovanje | 100 testova | Roche Diagnostics | HBDH Gen.2, 100Tests, cobas c/INT | 11592 | 20% | Adoc d.o.o. | 105-1/24 | 08.10.2024 | 08.10.2025
Reagensi, izuzev za transfuziju | 404-1-110/24-44 | 267 | Reagensi i potrošni materijal za biohemijski analizator cobas integra 400 plus, cobas c311, c501, c502, c503, c303 (Roche Diagnostics) | 96 | CRP4, 250T, cobas c 311/501/502,Integra | RGN215983 | pakovanje | 250 testova | Roche Diagnostics | CRP4, 250T, cobas c 311/501/502,Integra | 29420.4 | 20% | Adoc d.o.o. | 105-1/24 | 08.10.2024 | 08.10.2025
Reagensi, izuzev za transfuziju | 404-1-110/24-44 | 267 | Reagensi i potrošni materijal za biohemijski analizator cobas integra 400 plus, cobas c311, c501, c502, c503, c303 (Roche Diagnostics) | 97 | CARB 4, 100 Tests, cobas c | RGN215984 | pakovanje | 100 testova | Roche Diagnostics | CARB 4, 100 Tests, cobas c | 24948.9 | 20% | Adoc d.o.o. | 105-1/24 | 08.10.2024 | 08.10.2025
Reagensi, izuzev za transfuziju | 404-1-110/24-44 | 267 | Reagensi i potrošni materijal za biohemijski analizator cobas integra 400 plus, cobas c311, c501, c502, c503, c303 (Roche Diagnostics) | 98 | VALP/100 Cobas | RGN215985 | pakovanje | 100 testova | Roche Diagnostics | VALP/100 Cobas | 30086.8 | 20% | Adoc d.o.o. | 105-1/24 | 08.10.2024 | 08.10.2025
Reagensi, izuzev za transfuziju | 404-1-110/24-44 | 267 | Reagensi i potrošni materijal za biohemijski analizator cobas integra 400 plus, cobas c311, c501, c502, c503, c303 (Roche Diagnostics) | 99 | Theophylline Online TDM | RGN215986 | pakovanje | 100 testova | Roche Diagnostics | Theophylline Online TDM | 31468.2 | 20% | Adoc d.o.o. | 105-1/24 | 08.10.2024 | 08.10.2025
Reagensi, izuzev za transfuziju | 404-1-110/24-44 | 267 | Reagensi i potrošni materijal za biohemijski analizator cobas integra 400 plus, cobas c311, c501, c502, c503, c303 (Roche Diagnostics) | 100 | Sample Cup Micro 13/16 2x450kom | RGN215987 | pakovanje | 900 komada | Roche Diagnostics | Sample Cup Micro 13/16 2x450kom | 5924.8 | 20% | Adoc d.o.o. | 105-1/24 | 08.10.2024 | 08.10.2025
Reagensi, izuzev za transfuziju | 404-1-110/24-44 | 267 | Reagensi i potrošni materijal za biohemijski analizator cobas integra 400 plus, cobas c311, c501, c502, c503, c303 (Roche Diagnostics) | 101 | ISE Diluent Gen.2 COBAS | RGN215988 | pakovanje | 5 x 300 ml | Roche Diagnostics | ISE Diluent Gen.2 COBAS | 14748.7 | 20% | Adoc d.o.o. | 105-1/24 | 08.10.2024 | 08.10.2025
Reagensi, izuzev za transfuziju | 404-1-110/24-44 | 267 | Reagensi i potrošni materijal za biohemijski analizator cobas integra 400 plus, cobas c311, c501, c502, c503, c303 (Roche Diagnostics) | 102 | ISE Int. Stand Gen.2 cobas Hitachi | RGN215989 | pakovanje | 5 x 600 ml | Roche Diagnostics | ISE Int. Stand Gen.2 cobas Hitachi | 15180 | 20% | Adoc d.o.o. | 105-1/24 | 08.10.2024 | 08.10.2025
Reagensi, izuzev za transfuziju | 404-1-110/24-44 | 267 | Reagensi i potrošni materijal za biohemijski analizator cobas integra 400 plus, cobas c311, c501, c502, c503, c303 (Roche Diagnostics) | 103 | Internal Standard Insert, ISE | RGN215990 | pakovanje | 20 komada | Roche Diagnostics | Internal Standard Insert, ISE | 2754 | 20% | Adoc d.o.o. | 105-1/24 | 08.10.2024 | 08.10.2025
Reagensi, izuzev za transfuziju | 404-1-110/24-44 | 267 | Reagensi i potrošni materijal za biohemijski analizator cobas integra 400 plus, cobas c311, c501, c502, c503, c303 (Roche Diagnostics) | 104 | ISE REFERENCE ELECTROLYTE 5X300ml F.HIT | RGN215991 | pakovanje | 5 x 300 ml | Roche Diagnostics | ISE REFERENCE ELECTROLYTE 5X300ml F.HIT | 4347 | 20% | Adoc d.o.o. | 105-1/24 | 08.10.2024 | 08.10.2025
Reagensi, izuzev za transfuziju | 404-1-110/24-44 | 267 | Reagensi i potrošni materijal za biohemijski analizator cobas integra 400 plus, cobas c311, c501, c502, c503, c303 (Roche Diagnostics) | 105 | ISE STANDARD LOW 10X3 ML | RGN215992 | pakovanje | 10 x 3 ml | Roche Diagnostics | ISE STANDARD LOW 10X3 ML | 1643.2 | 20% | Adoc d.o.o. | 105-1/24 | 08.10.2024 | 08.10.2025
Reagensi, izuzev za transfuziju | 404-1-110/24-44 | 267 | Reagensi i potrošni materijal za biohemijski analizator cobas integra 400 plus, cobas c311, c501, c502, c503, c303 (Roche Diagnostics) | 106 | ISE STANDARD HIGH 10X3 ML | RGN215993 | pakovanje | 10 x 3 ml | Roche Diagnostics | ISE STANDARD HIGH 10X3 ML | 1643.2 | 20% | Adoc d.o.o. | 105-1/24 | 08.10.2024 | 08.10.2025
Reagensi, izuzev za transfuziju | 404-1-110/24-44 | 267 | Reagensi i potrošni materijal za biohemijski analizator cobas integra 400 plus, cobas c311, c501, c502, c503, c303 (Roche Diagnostics) | 107 | Cartridge CL | RGN215995 | pakovanje | 1 komad | Roche Diagnostics | Cartridge CL | 34839 | 20% | Adoc d.o.o. | 105-1/24 | 08.10.2024 | 08.10.2025
Reagensi, izuzev za transfuziju | 404-1-110/24-44 | 267 | Reagensi i potrošni materijal za biohemijski analizator cobas integra 400 plus, cobas c311, c501, c502, c503, c303 (Roche Diagnostics) | 108 | Cartridge K 722-4002 | RGN215996 | pakovanje | 1 komad | Roche Diagnostics | Cartridge K 722-4002 | 34839 | 20% | Adoc d.o.o. | 105-1/24 | 08.10.2024 | 08.10.2025
Reagensi, izuzev za transfuziju | 404-1-110/24-44 | 267 | Reagensi i potrošni materijal za biohemijski analizator cobas integra 400 plus, cobas c311, c501, c502, c503, c303 (Roche Diagnostics) | 109 | Cartridge NA 722-4011 | RGN215997 | pakovanje | 1 komad | Roche Diagnostics | Cartridge NA 722-4011 | 34839 | 20% | Adoc d.o.o. | 105-1/24 | 08.10.2024 | 08.10.2025
Reagensi, izuzev za transfuziju | 404-1-110/24-44 | 267 | Reagensi i potrošni materijal za biohemijski analizator cobas integra 400 plus, cobas c311, c501, c502, c503, c303 (Roche Diagnostics) | 110 | REFERENCE ELECTRODE Cobas c | RGN215998 | pakovanje | 1 komad | Roche Diagnostics | REFERENCE ELECTRODE Cobas c | 31128.7 | 20% | Adoc d.o.o. | 105-1/24 | 08.10.2024 | 08.10.2025
Reagensi, izuzev za transfuziju | 404-1-110/24-44 | 267 | Reagensi i potrošni materijal za biohemijski analizator cobas integra 400 plus, cobas c311, c501, c502, c503, c303 (Roche Diagnostics) | 111 | A1CD2 (hemolizing cobas c) 51ml | RGN215999 | pakovanje | 51 ml | Roche Diagnostics | A1CD2 (hemolizing cobas c) 51ml | 6005.8 | 20% | Adoc d.o.o. | 105-1/24 | 08.10.2024 | 08.10.2025
Reagensi, izuzev za transfuziju | 404-1-110/24-44 | 267 | Reagensi i potrošni materijal za biohemijski analizator cobas integra 400 plus, cobas c311, c501, c502, c503, c303 (Roche Diagnostics) | 112 | NaOH-D cobas c | RGN216000 | pakovanje | 50 ml | Roche Diagnostics | NaOH-D cobas c | 2174.1 | 20% | Adoc d.o.o. | 105-1/24 | 08.10.2024 | 08.10.2025
Reagensi, izuzev za transfuziju | 404-1-110/24-44 | 267 | Reagensi i potrošni materijal za biohemijski analizator cobas integra 400 plus, cobas c311, c501, c502, c503, c303 (Roche Diagnostics) | 113 | SMS cobas c | RGN216001 | pakovanje | 50 ml | Roche Diagnostics | SMS cobas c | 3159 | 20% | Adoc d.o.o. | 105-1/24 | 08.10.2024 | 08.10.2025
Reagensi, izuzev za transfuziju | 404-1-110/24-44 | 267 | Reagensi i potrošni materijal za biohemijski analizator cobas integra 400 plus, cobas c311, c501, c502, c503, c303 (Roche Diagnostics) | 114 | NaOH-D/Basic-Cell Wash Solution 2x1,8L | RGN216002 | pakovanje | 2 x 1800 ml | Roche Diagnostics | NaOH-D/Basic-Cell Wash Solution 2x1,8L | 4802.4 | 20% | Adoc d.o.o. | 105-1/24 | 08.10.2024 | 08.10.2025
Reagensi, izuzev za transfuziju | 404-1-110/24-44 | 267 | Reagensi i potrošni materijal za biohemijski analizator cobas integra 400 plus, cobas c311, c501, c502, c503, c303 (Roche Diagnostics) | 115 | Acid wash Solution 2x1,8l | RGN216003 | pakovanje | 2 x 1800 ml | Roche Diagnostics | Acid wash Solution 2x1,8l | 8983.8 | 20% | Adoc d.o.o. | 105-1/24 | 08.10.2024 | 08.10.2025
Reagensi, izuzev za transfuziju | 404-1-110/24-44 | 267 | Reagensi i potrošni materijal za biohemijski analizator cobas integra 400 plus, cobas c311, c501, c502, c503, c303 (Roche Diagnostics) | 116 | Multiclean-Sample Cleaner 1, cobas c | RGN216004 | pakovanje | 12 x 59.5 ml | Roche Diagnostics | Multiclean-Sample Cleaner 1, cobas c | 8679 | 20% | Adoc d.o.o. | 105-1/24 | 08.10.2024 | 08.10.2025
Reagensi, izuzev za transfuziju | 404-1-110/24-44 | 267 | Reagensi i potrošni materijal za biohemijski analizator cobas integra 400 plus, cobas c311, c501, c502, c503, c303 (Roche Diagnostics) | 117 | Sample Cleaner 2, cobas 6000 | RGN216005 | pakovanje | 12 x 68 ml | Roche Diagnostics | Sample Cleaner 2, cobas 6000 | 3012.2 | 20% | Adoc d.o.o. | 105-1/24 | 08.10.2024 | 08.10.2025
Reagensi, izuzev za transfuziju | 404-1-110/24-44 | 267 | Reagensi i potrošni materijal za biohemijski analizator cobas integra 400 plus, cobas c311, c501, c502, c503, c303 (Roche Diagnostics) | 118 | NACL 9% DIL,Cobas C | RGN216006 | pakovanje | 50 ml | Roche Diagnostics | NACL 9% DIL,Cobas C | 2592.1 | 20% | Adoc d.o.o. | 105-1/24 | 08.10.2024 | 08.10.2025
Reagensi, izuzev za transfuziju | 404-1-110/24-44 | 267 | Reagensi i potrošni materijal za biohemijski analizator cobas integra 400 plus, cobas c311, c501, c502, c503, c303 (Roche Diagnostics) | 119 | Halogen lamp c311, cobas 6000 | RGN216007 | pakovanje | 1 komad | Roche Diagnostics | HALOGEN LAMP-c 6000 | 34948.5 | 20% | Adoc d.o.o. | 105-1/24 | 08.10.2024 | 08.10.2025
Reagensi, izuzev za transfuziju | 404-1-110/24-44 | 267 | Reagensi i potrošni materijal za biohemijski analizator cobas integra 400 plus, cobas c311, c501, c502, c503, c303 (Roche Diagnostics) | 120 | EcoTergent, cobas c311 | RGN216008 | pakovanje | 56 ml | Roche Diagnostics | EcoTergent, cobas c311 | 6480.2 | 20% | Adoc d.o.o. | 105-1/24 | 08.10.2024 | 08.10.2025
Reagensi, izuzev za transfuziju | 404-1-110/24-44 | 267 | Reagensi i potrošni materijal za biohemijski analizator cobas integra 400 plus, cobas c311, c501, c502, c503, c303 (Roche Diagnostics) | 121 | Cell Set cobas C311 | RGN216009 | pakovanje | 3 x (6 seg x 11 kiv) | Roche Diagnostics | Cell Set cobas C311 | 145805.6 | 20% | Adoc d.o.o. | 105-1/24 | 08.10.2024 | 08.10.2025
Reagensi, izuzev za transfuziju | 404-1-110/24-44 | 267 | Reagensi i potrošni materijal za biohemijski analizator cobas integra 400 plus, cobas c311, c501, c502, c503, c303 (Roche Diagnostics) | 122 | Maintenance Kit 6 month - c311 | RGN216010 | pakovanje | 1 komad | Roche Diagnostics | KIT MAINTENANCE 6 MONTHS C311 | 22236.4 | 20% | Adoc d.o.o. | 105-1/24 | 08.10.2024 | 08.10.2025
Reagensi, izuzev za transfuziju | 404-1-110/24-44 | 267 | Reagensi i potrošni materijal za biohemijski analizator cobas integra 400 plus, cobas c311, c501, c502, c503, c303 (Roche Diagnostics) | 123 | Maintenance Kit 12 month - c311 | RGN216011 | pakovanje | 1 komad | Roche Diagnostics | KIT MAINTENANCE 1 YEAR COBAS C311 | 84988.6 | 20% | Adoc d.o.o. | 105-1/24 | 08.10.2024 | 08.10.2025
Reagensi, izuzev za transfuziju | 404-1-110/24-44 | 267 | Reagensi i potrošni materijal za biohemijski analizator cobas integra 400 plus, cobas c311, c501, c502, c503, c303 (Roche Diagnostics) | 124 | CREP Gen.2 250Tests,cobas c,Integra | RGN216012 | pakovanje | 250 testova | Roche Diagnostics | CREP Gen.2 250Tests,cobas c,Integra | 6202.5 | 20% | Adoc d.o.o. | 105-1/24 | 08.10.2024 | 08.10.2025
Reagensi, izuzev za transfuziju | 404-1-110/24-44 | 267 | Reagensi i potrošni materijal za biohemijski analizator cobas integra 400 plus, cobas c311, c501, c502, c503, c303 (Roche Diagnostics) | 125 | C3 100 Tests, cobas c, Integra | RGN216014 | pakovanje | 100 testova | Roche Diagnostics | C3 100 Tests, cobas c, Integra | 10813.9 | 20% | Adoc d.o.o. | 105-1/24 | 08.10.2024 | 08.10.2025
Reagensi, izuzev za transfuziju | 404-1-110/24-44 | 267 | Reagensi i potrošni materijal za biohemijski analizator cobas integra 400 plus, cobas c311, c501, c502, c503, c303 (Roche Diagnostics) | 126 | C4 100 Tests, cobas c, Integra | RGN216015 | pakovanje | 100 testova | Roche Diagnostics | C4 100 Tests, cobas c, Integra | 10813.9 | 20% | Adoc d.o.o. | 105-1/24 | 08.10.2024 | 08.10.2025
Reagensi, izuzev za transfuziju | 404-1-110/24-44 | 267 | Reagensi i potrošni materijal za biohemijski analizator cobas integra 400 plus, cobas c311, c501, c502, c503, c303 (Roche Diagnostics) | 127 | Cystatin C TQ Gen 2 225T | RGN216016 | pakovanje | 225 testova | Roche Diagnostics | Cystatin C TQ Gen 2 225T | 120347.5 | 20% | Adoc d.o.o. | 105-1/24 | 08.10.2024 | 08.10.2025
Reagensi, izuzev za transfuziju | 404-1-110/24-44 | 267 | Reagensi i potrošni materijal za biohemijski analizator cobas integra 400 plus, cobas c311, c501, c502, c503, c303 (Roche Diagnostics) | 128 | HAPT Gen2 100 Test, cobas c, Integra | RGN216017 | pakovanje | 100 testova | Roche Diagnostics | HAPT Gen2 100 Test, cobas c, Integra | 17172.9 | 20% | Adoc d.o.o. | 105-1/24 | 08.10.2024 | 08.10.2025
Reagensi, izuzev za transfuziju | 404-1-110/24-44 | 267 | Reagensi i potrošni materijal za biohemijski analizator cobas integra 400 plus, cobas c311, c501, c502, c503, c303 (Roche Diagnostics) | 129 | LPa Gen.2,150 Tests cobas c/INT | RGN216018 | pakovanje | 150 testova | Roche Diagnostics | LPa Gen.2,150 Tests cobas c/INT | 21269.2 | 20% | Adoc d.o.o. | 105-1/24 | 08.10.2024 | 08.10.2025
Reagensi, izuzev za transfuziju | 404-1-110/24-44 | 267 | Reagensi i potrošni materijal za biohemijski analizator cobas integra 400 plus, cobas c311, c501, c502, c503, c303 (Roche Diagnostics) | 130 | Cobas Integra RFII | RGN216019 | pakovanje | 100 testova | Roche Diagnostics | Cobas Integra RFII | 9390.5 | 20% | Adoc d.o.o. | 105-1/24 | 08.10.2024 | 08.10.2025
Reagensi, izuzev za transfuziju | 404-1-110/24-44 | 267 | Reagensi i potrošni materijal za biohemijski analizator cobas integra 400 plus, cobas c311, c501, c502, c503, c303 (Roche Diagnostics) | 131 | TRSF2 100 Tests, cobas c, Integra | RGN216020 | pakovanje | 100 testova | Roche Diagnostics | TRSF2 100 Tests, cobas c, Integra | 12521.2 | 20% | Adoc d.o.o. | 105-1/24 | 08.10.2024 | 08.10.2025
Reagensi, izuzev za transfuziju | 404-1-110/24-44 | 267 | Reagensi i potrošni materijal za biohemijski analizator cobas integra 400 plus, cobas c311, c501, c502, c503, c303 (Roche Diagnostics) | 132 | ETOH Gen.2 100 Tests, cobas c, Integra | RGN216021 | pakovanje | 100 testova | Roche Diagnostics | ETOH Gen.2 100 Tests, cobas c, Integra | 6665.4 | 20% | Adoc d.o.o. | 105-1/24 | 08.10.2024 | 08.10.2025
Reagensi, izuzev za transfuziju | 404-1-110/24-44 | 267 | Reagensi i potrošni materijal za biohemijski analizator cobas integra 400 plus, cobas c311, c501, c502, c503, c303 (Roche Diagnostics) | 133 | B2MG TQ(a), 140Tests cobas c | RGN216022 | pakovanje | 140 testova | Roche Diagnostics | B2MG TQ(a), 140Tests cobas c | 65056 | 20% | Adoc d.o.o. | 105-1/24 | 08.10.2024 | 08.10.2025
Reagensi, izuzev za transfuziju | 404-1-110/24-44 | 267 | Reagensi i potrošni materijal za biohemijski analizator cobas integra 400 plus, cobas c311, c501, c502, c503, c303 (Roche Diagnostics) | 134 | ASLO TQ 150Tests cobas c | RGN216023 | pakovanje | 150 testova | Roche Diagnostics | ASLO TQ 150Tests cobas c | 26140.8 | 20% | Adoc d.o.o. | 105-1/24 | 08.10.2024 | 08.10.2025
Reagensi, izuzev za transfuziju | 404-1-110/24-44 | 267 | Reagensi i potrošni materijal za biohemijski analizator cobas integra 400 plus, cobas c311, c501, c502, c503, c303 (Roche Diagnostics) | 135 | FERR Gen.4, 250 Tests cobas c | RGN216024 | pakovanje | 250 testova | Roche Diagnostics | FERR Gen.4, 250 Tests cobas c | 42699.5 | 20% | Adoc d.o.o. | 105-1/24 | 08.10.2024 | 08.10.2025
Reagensi, izuzev za transfuziju | 404-1-110/24-44 | 267 | Reagensi i potrošni materijal za biohemijski analizator cobas integra 400 plus, cobas c311, c501, c502, c503, c303 (Roche Diagnostics) | 136 | IGA Gen.2 150 Tests, cobas c | RGN216025 | pakovanje | 150 testova | Roche Diagnostics | IGA Gen.2 150 Tests, cobas c | 11456.1 | 20% | Adoc d.o.o. | 105-1/24 | 08.10.2024 | 08.10.2025
Reagensi, izuzev za transfuziju | 404-1-110/24-44 | 267 | Reagensi i potrošni materijal za biohemijski analizator cobas integra 400 plus, cobas c311, c501, c502, c503, c303 (Roche Diagnostics) | 137 | IGG Gen.2 150 Tests, cobas c | RGN216026 | pakovanje | 150 testova | Roche Diagnostics | IGG Gen.2 150 Tests, cobas c | 11456.1 | 20% | Adoc d.o.o. | 105-1/24 | 08.10.2024 | 08.10.2025
Reagensi, izuzev za transfuziju | 404-1-110/24-44 | 267 | Reagensi i potrošni materijal za biohemijski analizator cobas integra 400 plus, cobas c311, c501, c502, c503, c303 (Roche Diagnostics) | 138 | IGM Gen.2 150 Tests, cobas c | RGN216027 | pakovanje | 150 testova | Roche Diagnostics | IGM Gen.2 150 Tests, cobas c | 11456.1 | 20% | Adoc d.o.o. | 105-1/24 | 08.10.2024 | 08.10.2025
Reagensi, izuzev za transfuziju | 404-1-110/24-44 | 267 | Reagensi i potrošni materijal za biohemijski analizator cobas integra 400 plus, cobas c311, c501, c502, c503, c303 (Roche Diagnostics) | 139 | AMIKACIN, 75 Tests, cobas c | RGN216028 | pakovanje | 75 testova | Roche Diagnostics | AMIKACIN, 75 Tests, cobas c | 38187.2 | 20% | Adoc d.o.o. | 105-1/24 | 08.10.2024 | 08.10.2025
Reagensi, izuzev za transfuziju | 404-1-110/24-44 | 267 | Reagensi i potrošni materijal za biohemijski analizator cobas integra 400 plus, cobas c311, c501, c502, c503, c303 (Roche Diagnostics) | 140 | GENTAMICIN, 100 Tests, cobas c501 | RGN216029 | pakovanje | 100 testova | Roche Diagnostics | GENTAMICIN, 100 Tests, cobas c501 | 24949.2 | 20% | Adoc d.o.o. | 105-1/24 | 08.10.2024 | 08.10.2025
Reagensi, izuzev za transfuziju | 404-1-110/24-44 | 267 | Reagensi i potrošni materijal za biohemijski analizator cobas integra 400 plus, cobas c311, c501, c502, c503, c303 (Roche Diagnostics) | 141 | LITHIUM, 100Tests, cobas c | RGN216030 | pakovanje | 100 testova | Roche Diagnostics | LITHIUM, 100Tests, cobas c | 32401.2 | 20% | Adoc d.o.o. | 105-1/24 | 08.10.2024 | 08.10.2025
Reagensi, izuzev za transfuziju | 404-1-110/24-44 | 267 | Reagensi i potrošni materijal za biohemijski analizator cobas integra 400 plus, cobas c311, c501, c502, c503, c303 (Roche Diagnostics) | 142 | TOBRAMYCIN, 100 Tests, cobas c | RGN216031 | pakovanje | 100 testova | Roche Diagnostics | TOBRAMYCIN, 100 Tests, cobas c | 39344.9 | 20% | Adoc d.o.o. | 105-1/24 | 08.10.2024 | 08.10.2025
Reagensi, izuzev za transfuziju | 404-1-110/24-44 | 267 | Reagensi i potrošni materijal za biohemijski analizator cobas integra 400 plus, cobas c311, c501, c502, c503, c303 (Roche Diagnostics) | 143 | SI2 (NaCl 9%) cobas c | RGN216032 | pakovanje | 2750 testova | Roche Diagnostics | SI2 (NaCl 9%) cobas c | 5056.9 | 20% | Adoc d.o.o. | 105-1/24 | 08.10.2024 | 08.10.2025
Reagensi, izuzev za transfuziju | 404-1-110/24-44 | 267 | Reagensi i potrošni materijal za biohemijski analizator cobas integra 400 plus, cobas c311, c501, c502, c503, c303 (Roche Diagnostics) | 144 | Cfas Cystatin C | RGN216033 | pakovanje | 4 x 1 ml | Roche Diagnostics | Cfas Cystatin C | 92575 | 20% | Adoc d.o.o. | 105-1/24 | 08.10.2024 | 08.10.2025
Reagensi, izuzev za transfuziju | 404-1-110/24-44 | 267 | Reagensi i potrošni materijal za biohemijski analizator cobas integra 400 plus, cobas c311, c501, c502, c503, c303 (Roche Diagnostics) | 145 | Cfas PAC 3x1ml | RGN216034 | pakovanje | 3 x 1 ml | Roche Diagnostics | Cfas PAC 3x1ml | 12520.7 | 20% | Adoc d.o.o. | 105-1/24 | 08.10.2024 | 08.10.2025
Reagensi, izuzev za transfuziju | 404-1-110/24-44 | 267 | Reagensi i potrošni materijal za biohemijski analizator cobas integra 400 plus, cobas c311, c501, c502, c503, c303 (Roche Diagnostics) | 146 | Preciset LPA Gen.2, 5x1ml | RGN216035 | pakovanje | 5 x 1 ml | Roche Diagnostics | Preciset LPA Gen.2, 5x1ml | 9303.8 | 20% | Adoc d.o.o. | 105-1/24 | 08.10.2024 | 08.10.2025
Reagensi, izuzev za transfuziju | 404-1-110/24-44 | 267 | Reagensi i potrošni materijal za biohemijski analizator cobas integra 400 plus, cobas c311, c501, c502, c503, c303 (Roche Diagnostics) | 147 | Preciset RF | RGN216036 | pakovanje | 5 x 1 ml | Roche Diagnostics | Preciset RF | 13261.3 | 20% | Adoc d.o.o. | 105-1/24 | 08.10.2024 | 08.10.2025
Reagensi, izuzev za transfuziju | 404-1-110/24-44 | 267 | Reagensi i potrošni materijal za biohemijski analizator cobas integra 400 plus, cobas c311, c501, c502, c503, c303 (Roche Diagnostics) | 148 | HITACHI I PRECISET TDM 2 | RGN216037 | pakovanje | 6 x 5 ml | Roche Diagnostics | HITACHI I PRECISET TDM 2 | 45060.8 | 20% | Adoc d.o.o. | 105-1/24 | 08.10.2024 | 08.10.2025
Reagensi, izuzev za transfuziju | 404-1-110/24-44 | 267 | Reagensi i potrošni materijal za biohemijski analizator cobas integra 400 plus, cobas c311, c501, c502, c503, c303 (Roche Diagnostics) | 149 | PreciControl LPA Gen.2 | RGN216038 | pakovanje | 2 x 2 x 1 ml (2 nivoa) | Roche Diagnostics | PreciControl LPA Gen.2 | 21657.9 | 20% | Adoc d.o.o. | 105-1/24 | 08.10.2024 | 08.10.2025
Reagensi, izuzev za transfuziju | 404-1-110/24-44 | 267 | Reagensi i potrošni materijal za biohemijski analizator cobas integra 400 plus, cobas c311, c501, c502, c503, c303 (Roche Diagnostics) | 150 | Cystatin C Control Set Gen.2 | RGN216039 | pakovanje | 3 x 3 x 1 ml (3 nivoa) | Roche Diagnostics | Cystatin C Control Set Gen.2 | 104650 | 20% | Adoc d.o.o. | 105-1/24 | 08.10.2024 | 08.10.2025
Reagensi, izuzev za transfuziju | 404-1-110/24-44 | 267 | Reagensi i potrošni materijal za biohemijski analizator cobas integra 400 plus, cobas c311, c501, c502, c503, c303 (Roche Diagnostics) | 151 | Controlset RF II | RGN216040 | pakovanje | 2 x 2 x 1 mL (2 nivoa) | Roche Diagnostics | Controlset RF II | 18700.1 | 20% | Adoc d.o.o. | 105-1/24 | 08.10.2024 | 08.10.2025
Reagensi, izuzev za transfuziju | 404-1-110/24-44 | 267 | Reagensi i potrošni materijal za biohemijski analizator cobas integra 400 plus, cobas c311, c501, c502, c503, c303 (Roche Diagnostics) | 152 | Calibrator b2-MICROGLOBULIN | RGN216041 | pakovanje | 2 x 1 ml | Roche Diagnostics | Calibrator b2-MICROGLOBULIN | 8305 | 20% | Adoc d.o.o. | 105-1/24 | 08.10.2024 | 08.10.2025
Reagensi, izuzev za transfuziju | 404-1-110/24-44 | 267 | Reagensi i potrošni materijal za biohemijski analizator cobas integra 400 plus, cobas c311, c501, c502, c503, c303 (Roche Diagnostics) | 153 | Control-Set b2-MICROGLOBULIN | RGN216042 | pakovanje | 2 x 2 x 1 mL (2 nivoa) | Roche Diagnostics | Control-Set b2-MICROGLOBULIN | 14492.2 | 20% | Adoc d.o.o. | 105-1/24 | 08.10.2024 | 08.10.2025
Reagensi, izuzev za transfuziju | 404-1-110/24-44 | 267 | Reagensi i potrošni materijal za biohemijski analizator cobas integra 400 plus, cobas c311, c501, c502, c503, c303 (Roche Diagnostics) | 154 | Hemolyzing Reagent for HbA1c TQ, 1l | RGN216043 | pakovanje | 1000 ml | Roche Diagnostics | Hemolyzing Reagent for HbA1c TQ, 1l | 4420.4 | 20% | Adoc d.o.o. | 105-1/24 | 08.10.2024 | 08.10.2025
Reagensi, izuzev za transfuziju | 404-1-110/24-44 | 267 | Reagensi i potrošni materijal za biohemijski analizator cobas integra 400 plus, cobas c311, c501, c502, c503, c303 (Roche Diagnostics) | 155 | Ecotergent c 501 | RGN216044 | pakovanje | 12 x 59 ml | Roche Diagnostics | Ecotergent c 501 | 66341 | 20% | Adoc d.o.o. | 105-1/24 | 08.10.2024 | 08.10.2025
Reagensi, izuzev za transfuziju | 404-1-110/24-44 | 267 | Reagensi i potrošni materijal za biohemijski analizator cobas integra 400 plus, cobas c311, c501, c502, c503, c303 (Roche Diagnostics) | 156 | Reaction cell sets for cobas c501 | RGN216045 | pakovanje | 3 x (8 seg x 20 kiv) | Roche Diagnostics | Reaction cell sets for cobas c501 | 185149.9 | 20% | Adoc d.o.o. | 105-1/24 | 08.10.2024 | 08.10.2025
Reagensi, izuzev za transfuziju | 404-1-110/24-44 | 267 | Reagensi i potrošni materijal za biohemijski analizator cobas integra 400 plus, cobas c311, c501, c502, c503, c303 (Roche Diagnostics) | 157 | Maintenance Kit 6 month - c501 | RGN216046 | pakovanje | 1 komad | Roche Diagnostics | KIT MAINTENANCE C501 | 24959.1 | 20% | Adoc d.o.o. | 105-1/24 | 08.10.2024 | 08.10.2025
Reagensi, izuzev za transfuziju | 404-1-110/24-44 | 267 | Reagensi i potrošni materijal za biohemijski analizator cobas integra 400 plus, cobas c311, c501, c502, c503, c303 (Roche Diagnostics) | 158 | Maintenance Kit 12 month - c501 | RGN216047 | pakovanje | 1 komad | Roche Diagnostics | MAINTENANCE KIT 4 C501 | 110679.5 | 20% | Adoc d.o.o. | 105-1/24 | 08.10.2024 | 08.10.2025
Reagensi, izuzev za transfuziju | 404-1-110/24-44 | 267 | Reagensi i potrošni materijal za biohemijski analizator cobas integra 400 plus, cobas c311, c501, c502, c503, c303 (Roche Diagnostics) | 159 | Sample Cleaner 1, cobas 8000 | RGN216048 | pakovanje | 12 x 20 ml | Roche Diagnostics | Sample Cleaner 1, cobas 8000 | 4022.4 | 20% | Adoc d.o.o. | 105-1/24 | 08.10.2024 | 08.10.2025
Reagensi, izuzev za transfuziju | 404-1-110/24-44 | 267 | Reagensi i potrošni materijal za biohemijski analizator cobas integra 400 plus, cobas c311, c501, c502, c503, c303 (Roche Diagnostics) | 160 | Sample Cleaner 2 for c502/c701/c702 | RGN216049 | pakovanje | 12 x 20 ml | Roche Diagnostics | Sample Cleaner 2, cobas 8000 | 3444.7 | 20% | Adoc d.o.o. | 105-1/24 | 08.10.2024 | 08.10.2025
Reagensi, izuzev za transfuziju | 404-1-110/24-44 | 267 | Reagensi i potrošni materijal za biohemijski analizator cobas integra 400 plus, cobas c311, c501, c502, c503, c303 (Roche Diagnostics) | 161 | ISE Internal Stand Gen.2, 2x2L | RGN216050 | pakovanje | 2 x 2000 ml | Roche Diagnostics | ISE Internal Stand Gen.2, 2x2L | 15182.3 | 20% | Adoc d.o.o. | 105-1/24 | 08.10.2024 | 08.10.2025
Reagensi, izuzev za transfuziju | 404-1-110/24-44 | 267 | Reagensi i potrošni materijal za biohemijski analizator cobas integra 400 plus, cobas c311, c501, c502, c503, c303 (Roche Diagnostics) | 162 | ISE Diluent Gen.2, 2x2 L | RGN216051 | pakovanje | 2 x 2000 ml | Roche Diagnostics | ISE Diluent Gen.2, 2x2 L | 14742.5 | 20% | Adoc d.o.o. | 105-1/24 | 08.10.2024 | 08.10.2025
Reagensi, izuzev za transfuziju | 404-1-110/24-44 | 267 | Reagensi i potrošni materijal za biohemijski analizator cobas integra 400 plus, cobas c311, c501, c502, c503, c303 (Roche Diagnostics) | 163 | ISE Reference Electrolyte 0,5L | RGN216052 | pakovanje | 500 ml | Roche Diagnostics | ISE Reference Electrolyte 0,5L | 1178.1 | 20% | Adoc d.o.o. | 105-1/24 | 08.10.2024 | 08.10.2025
Reagensi, izuzev za transfuziju | 404-1-110/24-44 | 267 | Reagensi i potrošni materijal za biohemijski analizator cobas integra 400 plus, cobas c311, c501, c502, c503, c303 (Roche Diagnostics) | 164 | MAINTENANCE KIT 1 C502 | RGN216053 | pakovanje | 1 komad | Roche Diagnostics | KIT SERVICE 1 c502 | 21528.5 | 20% | Adoc d.o.o. | 105-1/24 | 08.10.2024 | 08.10.2025
Reagensi, izuzev za transfuziju | 404-1-110/24-44 | 267 | Reagensi i potrošni materijal za biohemijski analizator cobas integra 400 plus, cobas c311, c501, c502, c503, c303 (Roche Diagnostics) | 165 | MAINTENANCE KIT 5 C502 | RGN216054 | pakovanje | 1 komad | Roche Diagnostics | MAINTENANCE KIT 5 C502 | 66100.2 | 20% | Adoc d.o.o. | 105-1/24 | 08.10.2024 | 08.10.2025
Reagensi, izuzev za transfuziju | 404-1-110/24-44 | 267 | Reagensi i potrošni materijal za biohemijski analizator cobas integra 400 plus, cobas c311, c501, c502, c503, c303 (Roche Diagnostics) | 166 | AAT2 100 Tests, cobas c, Integra | RGN216055 | pakovanje | 100 testova | Roche Diagnostics | AAT2 100 Tests, cobas c, Integra | 9951.8 | 20% | Adoc d.o.o. | 105-1/24 | 08.10.2024 | 08.10.2025
Reagensi, izuzev za transfuziju | 404-1-110/24-44 | 267 | Reagensi i potrošni materijal za biohemijski analizator cobas integra 400 plus, cobas c311, c501, c502, c503, c303 (Roche Diagnostics) | 167 | Homocysteine 100tests, cobas c, Integra | RGN216056 | pakovanje | 100 testova | Roche Diagnostics | Homocysteine 100tests, cobas c, Integra | 104146.8 | 20% | Adoc d.o.o. | 105-1/24 | 08.10.2024 | 08.10.2025
Reagensi, izuzev za transfuziju | 404-1-110/24-44 | 267 | Reagensi i potrošni materijal za biohemijski analizator cobas integra 400 plus, cobas c311, c501, c502, c503, c303 (Roche Diagnostics) | 168 | Kappa TQ Gen. 2, 100Tests,cobasc/INT | RGN216057 | pakovanje | 100 testova | Roche Diagnostics | Kappa TQ Gen. 2, 100Tests,cobasc/INT | 23033 | 20% | Adoc d.o.o. | 105-1/24 | 08.10.2024 | 08.10.2025
Reagensi, izuzev za transfuziju | 404-1-110/24-44 | 267 | Reagensi i potrošni materijal za biohemijski analizator cobas integra 400 plus, cobas c311, c501, c502, c503, c303 (Roche Diagnostics) | 169 | LAMB TQ Gen 2,100Tests,cobas c/INT | RGN216058 | pakovanje | 100 testova | Roche Diagnostics | LAMB TQ Gen 2,100Tests,cobas c/INT | 21868.3 | 20% | Adoc d.o.o. | 105-1/24 | 08.10.2024 | 08.10.2025
Reagensi, izuzev za transfuziju | 404-1-110/24-44 | 267 | Reagensi i potrošni materijal za biohemijski analizator cobas integra 400 plus, cobas c311, c501, c502, c503, c303 (Roche Diagnostics) | 170 | Prealbumin (PREA) | RGN216060 | pakovanje | 100 testova | Roche Diagnostics | COBAS INTEGRA PREA 100 | 10854.4 | 20% | Adoc d.o.o. | 105-1/24 | 08.10.2024 | 08.10.2025
Reagensi, izuzev za transfuziju | 404-1-110/24-44 | 267 | Reagensi i potrošni materijal za biohemijski analizator cobas integra 400 plus, cobas c311, c501, c502, c503, c303 (Roche Diagnostics) | 171 | Amikacin (AMIK2) cobas c 503 | RGN216061 | pakovanje | 75 testova | Roche Diagnostics | Amikacin (AMIK2) cobas c 503 | 38187.1 | 20% | Adoc d.o.o. | 105-1/24 | 08.10.2024 | 08.10.2025
Reagensi, izuzev za transfuziju | 404-1-110/24-44 | 267 | Reagensi i potrošni materijal za biohemijski analizator cobas integra 400 plus, cobas c311, c501, c502, c503, c303 (Roche Diagnostics) | 172 | Gentamicin (GENT2) cobas c 503 | RGN216062 | pakovanje | 100 testova | Roche Diagnostics | Gentamicin (GENT2) cobas c 503 | 24949.2 | 20% | Adoc d.o.o. | 105-1/24 | 08.10.2024 | 08.10.2025
Reagensi, izuzev za transfuziju | 404-1-110/24-44 | 267 | Reagensi i potrošni materijal za biohemijski analizator cobas integra 400 plus, cobas c311, c501, c502, c503, c303 (Roche Diagnostics) | 173 | cobas PHENOBARB/100 | RGN216063 | pakovanje | 100 testova | Roche Diagnostics | cobas PHENOBARB/100 | 27541 | 20% | Adoc d.o.o. | 105-1/24 | 08.10.2024 | 08.10.2025
Reagensi, izuzev za transfuziju | 404-1-110/24-44 | 267 | Reagensi i potrošni materijal za biohemijski analizator cobas integra 400 plus, cobas c311, c501, c502, c503, c303 (Roche Diagnostics) | 174 | CRP LX HS, 300 Tests, cobas c, Integra | RGN233534 | pakovanje | 300 testova | Roche Diagnostics | CRP LX HS, 300 Tests, cobas c, Integra | 34730 | 20% | Adoc d.o.o. | 105-1/24 | 08.10.2024 | 08.10.2025
Reagensi, izuzev za transfuziju | 404-1-110/24-44 | 267 | Reagensi i potrošni materijal za biohemijski analizator cobas integra 400 plus, cobas c311, c501, c502, c503, c303 (Roche Diagnostics) | 175 | Phenytoin (PHNY2) | RGN216065 | pakovanje | 100 testova | Roche Diagnostics | Phenytoin (PHNY2) 100test | 24948.9 | 20% | Adoc d.o.o. | 105-1/24 | 08.10.2024 | 08.10.2025
Reagensi, izuzev za transfuziju | 404-1-110/24-44 | 267 | Reagensi i potrošni materijal za biohemijski analizator cobas integra 400 plus, cobas c311, c501, c502, c503, c303 (Roche Diagnostics) | 176 | Theophylline (THEO2) - samo na c501, c502 | RGN216066 | pakovanje | 100 testova | Roche Diagnostics | Theophylline (THEO2) - samo na c501, c502 | 24948.9 | 20% | Adoc d.o.o. | 105-1/24 | 08.10.2024 | 08.10.2025
Reagensi, izuzev za transfuziju | 404-1-110/24-44 | 267 | Reagensi i potrošni materijal za biohemijski analizator cobas integra 400 plus, cobas c311, c501, c502, c503, c303 (Roche Diagnostics) | 177 | Vancomycin (VANC3) | RGN216067 | pakovanje | 100 testova | Roche Diagnostics | Vancomycin (VANC3) | 35641.3 | 20% | Adoc d.o.o. | 105-1/24 | 08.10.2024 | 08.10.2025
Reagensi, izuzev za transfuziju | 404-1-110/24-44 | 267 | Reagensi i potrošni materijal za biohemijski analizator cobas integra 400 plus, cobas c311, c501, c502, c503, c303 (Roche Diagnostics) | 178 | Homocysteine Control Kit | RGN216068 | pakovanje | 4 x 3 ml | Roche Diagnostics | Homocysteine Control Kit | 29739.7 | 20% | Adoc d.o.o. | 105-1/24 | 08.10.2024 | 08.10.2025
Reagensi, izuzev za transfuziju | 404-1-110/24-44 | 267 | Reagensi i potrošni materijal za biohemijski analizator cobas integra 400 plus, cobas c311, c501, c502, c503, c303 (Roche Diagnostics) | 179 | INSTC 65 Tests Cobas | RGN216072 | pakovanje | 65 testova | Roche Diagnostics | INSTC 65 Tests Cobas | 3772.4 | 20% | Adoc d.o.o. | 105-1/24 | 08.10.2024 | 08.10.2025
Reagensi, izuzev za transfuziju | 404-1-110/24-44 | 267 | Reagensi i potrošni materijal za biohemijski analizator cobas integra 400 plus, cobas c311, c501, c502, c503, c303 (Roche Diagnostics) | 180 | ALB2, 750T, cobas c 503 | RGN216073 | pakovanje | 750 testova | Roche Diagnostics | ALB2, 750T, cobas c 503 | 6017.3 | 20% | Adoc d.o.o. | 105-1/24 | 08.10.2024 | 08.10.2025
Reagensi, izuzev za transfuziju | 404-1-110/24-44 | 267 | Reagensi i potrošni materijal za biohemijski analizator cobas integra 400 plus, cobas c311, c501, c502, c503, c303 (Roche Diagnostics) | 181 | Albumin BCP (ALBP) | RGN216074 | pakovanje | 500 testova | Roche Diagnostics | ALBP Albumin BCP 500 test c 503 | 77763 | 20% | Adoc d.o.o. | 105-1/24 | 08.10.2024 | 08.10.2025
Reagensi, izuzev za transfuziju | 404-1-110/24-44 | 267 | Reagensi i potrošni materijal za biohemijski analizator cobas integra 400 plus, cobas c311, c501, c502, c503, c303 (Roche Diagnostics) | 182 | Ammonia II (NH3L2) c503 300test | RGN216075 | pakovanje | 300 testova | Roche Diagnostics | Ammonia II (NH3L2) c503 300test | 19675.3 | 20% | Adoc d.o.o. | 105-1/24 | 08.10.2024 | 08.10.2025
Reagensi, izuzev za transfuziju | 404-1-110/24-44 | 267 | Reagensi i potrošni materijal za biohemijski analizator cobas integra 400 plus, cobas c311, c501, c502, c503, c303 (Roche Diagnostics) | 183 | CO2-L, 250T, cobas c 503 | RGN216076 | pakovanje | 250 testova | Roche Diagnostics | CO2-L, 250T, cobas c 503 | 7591.1 | 20% | Adoc d.o.o. | 105-1/24 | 08.10.2024 | 08.10.2025
Reagensi, izuzev za transfuziju | 404-1-110/24-44 | 267 | Reagensi i potrošni materijal za biohemijski analizator cobas integra 400 plus, cobas c311, c501, c502, c503, c303 (Roche Diagnostics) | 184 | BILD2, 1000T, cobas c 503 | RGN216077 | pakovanje | 1000 testova | Roche Diagnostics | BILD2, 1000T, cobas c 503 | 5692.5 | 20% | Adoc d.o.o. | 105-1/24 | 08.10.2024 | 08.10.2025
Reagensi, izuzev za transfuziju | 404-1-110/24-44 | 267 | Reagensi i potrošni materijal za biohemijski analizator cobas integra 400 plus, cobas c311, c501, c502, c503, c303 (Roche Diagnostics) | 185 | BILT3, 1050T, cobas c 503 | RGN216078 | pakovanje | 1050 testova | Roche Diagnostics | BILT3, 1050T, cobas c 503 | 15745.8 | 20% | Adoc d.o.o. | 105-1/24 | 08.10.2024 | 08.10.2025
Reagensi, izuzev za transfuziju | 404-1-110/24-44 | 267 | Reagensi i potrošni materijal za biohemijski analizator cobas integra 400 plus, cobas c311, c501, c502, c503, c303 (Roche Diagnostics) | 186 | CA2, 1500T, cobas c 503 | RGN216079 | pakovanje | 1500 testova | Roche Diagnostics | CA2, 1500T, cobas c 503 | 18977.8 | 20% | Adoc d.o.o. | 105-1/24 | 08.10.2024 | 08.10.2025
Reagensi, izuzev za transfuziju | 404-1-110/24-44 | 267 | Reagensi i potrošni materijal za biohemijski analizator cobas integra 400 plus, cobas c311, c501, c502, c503, c303 (Roche Diagnostics) | 187 | CHOL2, 2600T, cobas c 503 | RGN216080 | pakovanje | 2600 testova | Roche Diagnostics | CHOL2, 2600T, cobas c 503 | 56331.6 | 20% | Adoc d.o.o. | 105-1/24 | 08.10.2024 | 08.10.2025
Reagensi, izuzev za transfuziju | 404-1-110/24-44 | 267 | Reagensi i potrošni materijal za biohemijski analizator cobas integra 400 plus, cobas c311, c501, c502, c503, c303 (Roche Diagnostics) | 188 | HDLC4, 700T, cobas c 503 | RGN216081 | pakovanje | 700 testova | Roche Diagnostics | HDLC4, 700T, cobas c 503 | 24544.4 | 20% | Adoc d.o.o. | 105-1/24 | 08.10.2024 | 08.10.2025
Reagensi, izuzev za transfuziju | 404-1-110/24-44 | 267 | Reagensi i potrošni materijal za biohemijski analizator cobas integra 400 plus, cobas c311, c501, c502, c503, c303 (Roche Diagnostics) | 189 | LDL-Cholesterol (LDLC3) c503 | RGN216082 | pakovanje | 600 testova | Roche Diagnostics | LDL-Cholesterol (LDLC3) c503 | 45940.2 | 20% | Adoc d.o.o. | 105-1/24 | 08.10.2024 | 08.10.2025
Reagensi, izuzev za transfuziju | 404-1-110/24-44 | 267 | Reagensi i potrošni materijal za biohemijski analizator cobas integra 400 plus, cobas c311, c501, c502, c503, c303 (Roche Diagnostics) | 190 | CREAJ2, 2500T, cobas c 503 | RGN216083 | pakovanje | 2500 testova | Roche Diagnostics | CREAJ2, 2500T, cobas c 503 | 7705 | 20% | Adoc d.o.o. | 105-1/24 | 08.10.2024 | 08.10.2025
Reagensi, izuzev za transfuziju | 404-1-110/24-44 | 267 | Reagensi i potrošni materijal za biohemijski analizator cobas integra 400 plus, cobas c311, c501, c502, c503, c303 (Roche Diagnostics) | 191 | Creatinine Plus (CREP2) | RGN216084 | pakovanje | 600 testova | Roche Diagnostics | Creatinine Plus (CREP2) c503 | 14883.3 | 20% | Adoc d.o.o. | 105-1/24 | 08.10.2024 | 08.10.2025
Reagensi, izuzev za transfuziju | 404-1-110/24-44 | 267 | Reagensi i potrošni materijal za biohemijski analizator cobas integra 400 plus, cobas c311, c501, c502, c503, c303 (Roche Diagnostics) | 192 | Glucose (GLUC2) | RGN216085 | pakovanje | 700 testova | Roche Diagnostics | Glucose (GLUC2) c 503 700 test | 6995.4 | 20% | Adoc d.o.o. | 105-1/24 | 08.10.2024 | 08.10.2025
Reagensi, izuzev za transfuziju | 404-1-110/24-44 | 267 | Reagensi i potrošni materijal za biohemijski analizator cobas integra 400 plus, cobas c311, c501, c502, c503, c303 (Roche Diagnostics) | 193 | GLUC3, 3300T, cobas c 503 | RGN216086 | pakovanje | 3300 testova | Roche Diagnostics | GLUC3, 3300T, cobas c 503 | 32978.5 | 20% | Adoc d.o.o. | 105-1/24 | 08.10.2024 | 08.10.2025
Reagensi, izuzev za transfuziju | 404-1-110/24-44 | 267 | Reagensi i potrošni materijal za biohemijski analizator cobas integra 400 plus, cobas c311, c501, c502, c503, c303 (Roche Diagnostics) | 194 | IRON2, 700T, cobas c 503 | RGN216087 | pakovanje | 700 testova | Roche Diagnostics | IRON2, 700T, cobas c 503 | 9289.7 | 20% | Adoc d.o.o. | 105-1/24 | 08.10.2024 | 08.10.2025
Reagensi, izuzev za transfuziju | 404-1-110/24-44 | 267 | Reagensi i potrošni materijal za biohemijski analizator cobas integra 400 plus, cobas c311, c501, c502, c503, c303 (Roche Diagnostics) | 195 | LACT2, 100T, cobas c pack green | RGN216088 | pakovanje | 100 testova | Roche Diagnostics | LACT2, 100T, cobas c pack green | 5184.2 | 20% | Adoc d.o.o. | 105-1/24 | 08.10.2024 | 08.10.2025
Reagensi, izuzev za transfuziju | 404-1-110/24-44 | 267 | Reagensi i potrošni materijal za biohemijski analizator cobas integra 400 plus, cobas c311, c501, c502, c503, c303 (Roche Diagnostics) | 196 | MG2, 690T, cobas c 503 | RGN216089 | pakovanje | 690 testova | Roche Diagnostics | MG2, 690T, cobas c 503 | 11696.1 | 20% | Adoc d.o.o. | 105-1/24 | 08.10.2024 | 08.10.2025
Reagensi, izuzev za transfuziju | 404-1-110/24-44 | 267 | Reagensi i potrošni materijal za biohemijski analizator cobas integra 400 plus, cobas c311, c501, c502, c503, c303 (Roche Diagnostics) | 197 | PHOS2, 750T, cobas c 503 | RGN216090 | pakovanje | 750 testova | Roche Diagnostics | PHOS2, 750T, cobas c 503 | 5407.8 | 20% | Adoc d.o.o. | 105-1/24 | 08.10.2024 | 08.10.2025
Reagensi, izuzev za transfuziju | 404-1-110/24-44 | 267 | Reagensi i potrošni materijal za biohemijski analizator cobas integra 400 plus, cobas c311, c501, c502, c503, c303 (Roche Diagnostics) | 198 | TP2, 1050T, cobas c 503 | RGN216091 | pakovanje | 1050 testova | Roche Diagnostics | TP2, 1050T, cobas c 503 | 6967.2 | 20% | Adoc d.o.o. | 105-1/24 | 08.10.2024 | 08.10.2025
Reagensi, izuzev za transfuziju | 404-1-110/24-44 | 267 | Reagensi i potrošni materijal za biohemijski analizator cobas integra 400 plus, cobas c311, c501, c502, c503, c303 (Roche Diagnostics) | 199 | TPUC3, 650T, cobas c 503 | RGN216092 | pakovanje | 650 testova | Roche Diagnostics | TPUC3, 650T, cobas c 503 | 15645.1 | 20% | Adoc d.o.o. | 105-1/24 | 08.10.2024 | 08.10.2025
Reagensi, izuzev za transfuziju | 404-1-110/24-44 | 267 | Reagensi i potrošni materijal za biohemijski analizator cobas integra 400 plus, cobas c311, c501, c502, c503, c303 (Roche Diagnostics) | 200 | TRIGL, 1000T, cobas c 503 | RGN216093 | pakovanje | 1000 testova | Roche Diagnostics | TRIGL, 1000T, cobas c 503 | 11074.5 | 20% | Adoc d.o.o. | 105-1/24 | 08.10.2024 | 08.10.2025
Reagensi, izuzev za transfuziju | 404-1-110/24-44 | 267 | Reagensi i potrošni materijal za biohemijski analizator cobas integra 400 plus, cobas c311, c501, c502, c503, c303 (Roche Diagnostics) | 201 | UIBC, 100T, cobas c 503 | RGN216094 | pakovanje | 100 testova | Roche Diagnostics | UIBC, 100T, cobas c 503 | 3194.7 | 20% | Adoc d.o.o. | 105-1/24 | 08.10.2024 | 08.10.2025
Reagensi, izuzev za transfuziju | 404-1-110/24-44 | 267 | Reagensi i potrošni materijal za biohemijski analizator cobas integra 400 plus, cobas c311, c501, c502, c503, c303 (Roche Diagnostics) | 202 | UREAL, 600T, cobas c 503 | RGN216095 | pakovanje | 600 testova | Roche Diagnostics | UREAL, 600T, cobas c 503 | 6782.7 | 20% | Adoc d.o.o. | 105-1/24 | 08.10.2024 | 08.10.2025
Reagensi, izuzev za transfuziju | 404-1-110/24-44 | 267 | Reagensi i potrošni materijal za biohemijski analizator cobas integra 400 plus, cobas c311, c501, c502, c503, c303 (Roche Diagnostics) | 203 | UA2, 1300T, cobas c 503 | RGN216096 | pakovanje | 1300 testova | Roche Diagnostics | UA2, 1300T, cobas c 503 | 18358.6 | 20% | Adoc d.o.o. | 105-1/24 | 08.10.2024 | 08.10.2025
Reagensi, izuzev za transfuziju | 404-1-110/24-44 | 267 | Reagensi i potrošni materijal za biohemijski analizator cobas integra 400 plus, cobas c311, c501, c502, c503, c303 (Roche Diagnostics) | 204 | AAT2, 200T, cobas c pack green | RGN216097 | pakovanje | 200 testova | Roche Diagnostics | AAT2, 200T, cobas c pack green | 22119.1 | 20% | Adoc d.o.o. | 105-1/24 | 08.10.2024 | 08.10.2025
Reagensi, izuzev za transfuziju | 404-1-110/24-44 | 267 | Reagensi i potrošni materijal za biohemijski analizator cobas integra 400 plus, cobas c311, c501, c502, c503, c303 (Roche Diagnostics) | 205 | ß2-Microglobulin (B2MG) | RGN216098 | pakovanje | 150 testova | Roche Diagnostics | B2MG, 150T, cobas c 503 | 69493.3 | 20% | Adoc d.o.o. | 105-1/24 | 08.10.2024 | 08.10.2025
Reagensi, izuzev za transfuziju | 404-1-110/24-44 | 267 | Reagensi i potrošni materijal za biohemijski analizator cobas integra 400 plus, cobas c311, c501, c502, c503, c303 (Roche Diagnostics) | 206 | ALBT2, 500T, cobas c 503 | RGN216099 | pakovanje | 500 testova | Roche Diagnostics | ALBT2, 500T, cobas c 503 | 77763 | 20% | Adoc d.o.o. | 105-1/24 | 08.10.2024 | 08.10.2025
Reagensi, izuzev za transfuziju | 404-1-110/24-44 | 267 | Reagensi i potrošni materijal za biohemijski analizator cobas integra 400 plus, cobas c311, c501, c502, c503, c303 (Roche Diagnostics) | 207 | APOAT, 250T, cobas c 503 | RGN216100 | pakovanje | 250 testova | Roche Diagnostics | APOAT, 250T, cobas c 503 | 31786 | 20% | Adoc d.o.o. | 105-1/24 | 08.10.2024 | 08.10.2025
Reagensi, izuzev za transfuziju | 404-1-110/24-44 | 267 | Reagensi i potrošni materijal za biohemijski analizator cobas integra 400 plus, cobas c311, c501, c502, c503, c303 (Roche Diagnostics) | 208 | APOBT, 250T, cobas c 503 | RGN216101 | pakovanje | 250 testova | Roche Diagnostics | APOBT, 250T, cobas c 503 | 31786 | 20% | Adoc d.o.o. | 105-1/24 | 08.10.2024 | 08.10.2025
Reagensi, izuzev za transfuziju | 404-1-110/24-44 | 267 | Reagensi i potrošni materijal za biohemijski analizator cobas integra 400 plus, cobas c311, c501, c502, c503, c303 (Roche Diagnostics) | 209 | ASLOT, 200T, cobas c 503 | RGN216102 | pakovanje | 200 testova | Roche Diagnostics | ASLOT, 200T, cobas c 503 | 46331.2 | 20% | Adoc d.o.o. | 105-1/24 | 08.10.2024 | 08.10.2025
Reagensi, izuzev za transfuziju | 404-1-110/24-44 | 267 | Reagensi i potrošni materijal za biohemijski analizator cobas integra 400 plus, cobas c311, c501, c502, c503, c303 (Roche Diagnostics) | 210 | CERU, 200T, cobas c 503 | RGN216103 | pakovanje | 200 testova | Roche Diagnostics | CERU, 200T, cobas c 503 | 32430 | 20% | Adoc d.o.o. | 105-1/24 | 08.10.2024 | 08.10.2025
Reagensi, izuzev za transfuziju | 404-1-110/24-44 | 267 | Reagensi i potrošni materijal za biohemijski analizator cobas integra 400 plus, cobas c311, c501, c502, c503, c303 (Roche Diagnostics) | 211 | C3C-2, 150T, cobas c 503 | RGN216104 | pakovanje | 150 testova | Roche Diagnostics | C3C-2, 150T, cobas c 503 | 21565.9 | 20% | Adoc d.o.o. | 105-1/24 | 08.10.2024 | 08.10.2025
Reagensi, izuzev za transfuziju | 404-1-110/24-44 | 267 | Reagensi i potrošni materijal za biohemijski analizator cobas integra 400 plus, cobas c311, c501, c502, c503, c303 (Roche Diagnostics) | 212 | C4-2, 150T, cobas c 503 | RGN216105 | pakovanje | 150 testova | Roche Diagnostics | C4-2, 150T, cobas c 503 | 21565.9 | 20% | Adoc d.o.o. | 105-1/24 | 08.10.2024 | 08.10.2025
Reagensi, izuzev za transfuziju | 404-1-110/24-44 | 267 | Reagensi i potrošni materijal za biohemijski analizator cobas integra 400 plus, cobas c311, c501, c502, c503, c303 (Roche Diagnostics) | 213 | CRP4, 500T, cobas c 503 pack green | RGN216106 | pakovanje | 500 testova | Roche Diagnostics | CRP4, 500T, cobas c 503 pack green | 54096 | 20% | Adoc d.o.o. | 105-1/24 | 08.10.2024 | 08.10.2025
Reagensi, izuzev za transfuziju | 404-1-110/24-44 | 267 | Reagensi i potrošni materijal za biohemijski analizator cobas integra 400 plus, cobas c311, c501, c502, c503, c303 (Roche Diagnostics) | 214 | CRPHS, 600T, cobas c pack green | RGN216107 | pakovanje | 600 testova | Roche Diagnostics | CRPHS, 600T, cobas c pack green | 79515.6 | 20% | Adoc d.o.o. | 105-1/24 | 08.10.2024 | 08.10.2025
Reagensi, izuzev za transfuziju | 404-1-110/24-44 | 267 | Reagensi i potrošni materijal za biohemijski analizator cobas integra 400 plus, cobas c311, c501, c502, c503, c303 (Roche Diagnostics) | 215 | CYSC2, 250T, cobas c pack green | RGN216108 | pakovanje | 250 testova | Roche Diagnostics | CYSC2, 250T, cobas c pack green | 120347.5 | 20% | Adoc d.o.o. | 105-1/24 | 08.10.2024 | 08.10.2025
Reagensi, izuzev za transfuziju | 404-1-110/24-44 | 267 | Reagensi i potrošni materijal za biohemijski analizator cobas integra 400 plus, cobas c311, c501, c502, c503, c303 (Roche Diagnostics) | 216 | FERR4, 400T, cobas c 503 | RGN216109 | pakovanje | 400 testova | Roche Diagnostics | FERR4, 400T, cobas c 503 | 65278.6 | 20% | Adoc d.o.o. | 105-1/24 | 08.10.2024 | 08.10.2025
Reagensi, izuzev za transfuziju | 404-1-110/24-44 | 267 | Reagensi i potrošni materijal za biohemijski analizator cobas integra 400 plus, cobas c311, c501, c502, c503, c303 (Roche Diagnostics) | 217 | HAPT2, 200T, cobas c 503 | RGN216110 | pakovanje | 200 testova | Roche Diagnostics | HAPT2, 200T, cobas c 503 | 34306.8 | 20% | Adoc d.o.o. | 105-1/24 | 08.10.2024 | 08.10.2025
Reagensi, izuzev za transfuziju | 404-1-110/24-44 | 267 | Reagensi i potrošni materijal za biohemijski analizator cobas integra 400 plus, cobas c311, c501, c502, c503, c303 (Roche Diagnostics) | 218 | A1CX3, 200T, cobas c 503 | RGN216111 | pakovanje | 200 testova | Roche Diagnostics | A1CX3, 200T, cobas c 503 | 28929.7 | 20% | Adoc d.o.o. | 105-1/24 | 08.10.2024 | 08.10.2025
Reagensi, izuzev za transfuziju | 404-1-110/24-44 | 267 | Reagensi i potrošni materijal za biohemijski analizator cobas integra 400 plus, cobas c311, c501, c502, c503, c303 (Roche Diagnostics) | 219 | HbA1c (A1CX3) 500 test, cobas c 503 | RGN216112 | pakovanje | 500 testova | Roche Diagnostics | HbA1c (A1CX3) 500 test, cobas c 503 | 72324.2 | 20% | Adoc d.o.o. | 105-1/24 | 08.10.2024 | 08.10.2025
Reagensi, izuzev za transfuziju | 404-1-110/24-44 | 267 | Reagensi i potrošni materijal za biohemijski analizator cobas integra 400 plus, cobas c311, c501, c502, c503, c303 (Roche Diagnostics) | 220 | IGA-2, 300T, cobas c 503 | RGN216113 | pakovanje | 300 testova | Roche Diagnostics | IGA-2, 300T, cobas c 503 | 26999.7 | 20% | Adoc d.o.o. | 105-1/24 | 08.10.2024 | 08.10.2025
Reagensi, izuzev za transfuziju | 404-1-110/24-44 | 267 | Reagensi i potrošni materijal za biohemijski analizator cobas integra 400 plus, cobas c311, c501, c502, c503, c303 (Roche Diagnostics) | 221 | IGG-2, 300T, cobas c 503 | RGN216114 | pakovanje | 300 testova | Roche Diagnostics | IGG-2, 300T, cobas c 503 | 28221 | 20% | Adoc d.o.o. | 105-1/24 | 08.10.2024 | 08.10.2025
Reagensi, izuzev za transfuziju | 404-1-110/24-44 | 267 | Reagensi i potrošni materijal za biohemijski analizator cobas integra 400 plus, cobas c311, c501, c502, c503, c303 (Roche Diagnostics) | 222 | IGM-2, 300T, cobas c 503 | RGN216115 | pakovanje | 300 testova | Roche Diagnostics | IGM-2, 300T, cobas c 503 | 30511.8 | 20% | Adoc d.o.o. | 105-1/24 | 08.10.2024 | 08.10.2025
Reagensi, izuzev za transfuziju | 404-1-110/24-44 | 267 | Reagensi i potrošni materijal za biohemijski analizator cobas integra 400 plus, cobas c311, c501, c502, c503, c303 (Roche Diagnostics) | 223 | LPA2, 150T, cobas c pack green | RGN216116 | pakovanje | 150 testova | Roche Diagnostics | LPA2, 150T, cobas c pack green | 21269.2 | 20% | Adoc d.o.o. | 105-1/24 | 08.10.2024 | 08.10.2025
Reagensi, izuzev za transfuziju | 404-1-110/24-44 | 267 | Reagensi i potrošni materijal za biohemijski analizator cobas integra 400 plus, cobas c311, c501, c502, c503, c303 (Roche Diagnostics) | 224 | Prealbumin (PREA) | RGN216117 | pakovanje | 200 testova | Roche Diagnostics | Prealbumin (PREA) c503 200test | 21160 | 20% | Adoc d.o.o. | 105-1/24 | 08.10.2024 | 08.10.2025
Reagensi, izuzev za transfuziju | 404-1-110/24-44 | 267 | Reagensi i potrošni materijal za biohemijski analizator cobas integra 400 plus, cobas c311, c501, c502, c503, c303 (Roche Diagnostics) | 225 | RF-II, 400T, cobas c 503 | RGN216118 | pakovanje | 400 testova | Roche Diagnostics | RF-II, 400T, cobas c 503 | 42586.8 | 20% | Adoc d.o.o. | 105-1/24 | 08.10.2024 | 08.10.2025
Reagensi, izuzev za transfuziju | 404-1-110/24-44 | 267 | Reagensi i potrošni materijal za biohemijski analizator cobas integra 400 plus, cobas c311, c501, c502, c503, c303 (Roche Diagnostics) | 226 | TRSF2, 500T, cobas c 503 | RGN216119 | pakovanje | 500 testova | Roche Diagnostics | TRSF2, 500T, cobas c 503 | 57741.5 | 20% | Adoc d.o.o. | 105-1/24 | 08.10.2024 | 08.10.2025
Reagensi, izuzev za transfuziju | 404-1-110/24-44 | 267 | Reagensi i potrošni materijal za biohemijski analizator cobas integra 400 plus, cobas c311, c501, c502, c503, c303 (Roche Diagnostics) | 227 | D-Dimer Gen.2,100Test,cobas c pack green | RGN216120 | pakovanje | 100 testova | Roche Diagnostics | D-Dimer Gen.2,100Test,cobas c pack green | 74522.8 | 20% | Adoc d.o.o. | 105-1/24 | 08.10.2024 | 08.10.2025
Reagensi, izuzev za transfuziju | 404-1-110/24-44 | 267 | Reagensi i potrošni materijal za biohemijski analizator cobas integra 400 plus, cobas c311, c501, c502, c503, c303 (Roche Diagnostics) | 228 | VALP2, 200T, cobas c 503 | RGN216121 | pakovanje | 200 testova | Roche Diagnostics | VALP2, 200T, cobas c 503 | 59991.3 | 20% | Adoc d.o.o. | 105-1/24 | 08.10.2024 | 08.10.2025
Reagensi, izuzev za transfuziju | 404-1-110/24-44 | 267 | Reagensi i potrošni materijal za biohemijski analizator cobas integra 400 plus, cobas c311, c501, c502, c503, c303 (Roche Diagnostics) | 229 | ISE Reference Electrolyte, 2L | RGN216122 | pakovanje | 2x2 l | Roche Diagnostics | ISE Reference Electrolyte, 2L | 38637.3 | 20% | Adoc d.o.o. | 105-1/24 | 08.10.2024 | 08.10.2025
Reagensi, izuzev za transfuziju | 404-1-110/24-44 | 267 | Reagensi i potrošni materijal za biohemijski analizator cobas integra 400 plus, cobas c311, c501, c502, c503, c303 (Roche Diagnostics) | 230 | Antigen Excess Reagent (START) | RGN233535 | pakovanje | 1000 | Roche Diagnostics | START, 1000T, cobas c 503 | 13282.5 | 20% | Adoc d.o.o. | 105-1/24 | 08.10.2024 | 08.10.2025
Reagensi, izuzev za transfuziju | 404-1-110/24-44 | 267 | Reagensi i potrošni materijal za biohemijski analizator cobas integra 400 plus, cobas c311, c501, c502, c503, c303 (Roche Diagnostics) | 231 | Glucose Hemolyzing Reagent | RGN216124 | pakovanje | 1000 ml | Roche Diagnostics | Glucose Hemolyzing Reagent cobas c503 | 11664.4 | 20% | Adoc d.o.o. | 105-1/24 | 08.10.2024 | 08.10.2025
Reagensi, izuzev za transfuziju | 404-1-110/24-44 | 267 | Reagensi i potrošni materijal za biohemijski analizator cobas integra 400 plus, cobas c311, c501, c502, c503, c303 (Roche Diagnostics) | 232 | A1CD, cobas c 503 | RGN216125 | pakovanje | 50 ml | Roche Diagnostics | A1CD, cobas c 503 | 11957.7 | 20% | Adoc d.o.o. | 105-1/24 | 08.10.2024 | 08.10.2025
Reagensi, izuzev za transfuziju | 404-1-110/24-44 | 267 | Reagensi i potrošni materijal za biohemijski analizator cobas integra 400 plus, cobas c311, c501, c502, c503, c303 (Roche Diagnostics) | 233 | PYP, 950T, cobas c 503 | RGN216126 | pakovanje | 950 testova | Roche Diagnostics | PYP, 950T, cobas c 503 | 12206.1 | 20% | Adoc d.o.o. | 105-1/24 | 08.10.2024 | 08.10.2025
Reagensi, izuzev za transfuziju | 404-1-110/24-44 | 267 | Reagensi i potrošni materijal za biohemijski analizator cobas integra 400 plus, cobas c311, c501, c502, c503, c303 (Roche Diagnostics) | 234 | NaOH-D, cobas c 503 | RGN216128 | pakovanje | 123 ml | Roche Diagnostics | NaOH-D, cobas c 503 | 3364.4 | 20% | Adoc d.o.o. | 105-1/24 | 08.10.2024 | 08.10.2025
Reagensi, izuzev za transfuziju | 404-1-110/24-44 | 267 | Reagensi i potrošni materijal za biohemijski analizator cobas integra 400 plus, cobas c311, c501, c502, c503, c303 (Roche Diagnostics) | 235 | SMS, cobas c 503 | RGN216129 | pakovanje | 123 ml | Roche Diagnostics | SMS, cobas c 503 | 7526.1 | 20% | Adoc d.o.o. | 105-1/24 | 08.10.2024 | 08.10.2025
Reagensi, izuzev za transfuziju | 404-1-110/24-44 | 267 | Reagensi i potrošni materijal za biohemijski analizator cobas integra 400 plus, cobas c311, c501, c502, c503, c303 (Roche Diagnostics) | 236 | Acid Wash 2x2 L | RGN216130 | pakovanje | 2 x 2 l | Roche Diagnostics | Acid Wash 2x2 L | 8993.5 | 20% | Adoc d.o.o. | 105-1/24 | 08.10.2024 | 08.10.2025
Reagensi, izuzev za transfuziju | 404-1-110/24-44 | 267 | Reagensi i potrošni materijal za biohemijski analizator cobas integra 400 plus, cobas c311, c501, c502, c503, c303 (Roche Diagnostics) | 237 | Basic Wash 2x2 L | RGN216131 | pakovanje | 2 x 2 l | Roche Diagnostics | Basic Wash 2x2 L | 3450 | 20% | Adoc d.o.o. | 105-1/24 | 08.10.2024 | 08.10.2025
Reagensi, izuzev za transfuziju | 404-1-110/24-44 | 267 | Reagensi i potrošni materijal za biohemijski analizator cobas integra 400 plus, cobas c311, c501, c502, c503, c303 (Roche Diagnostics) | 238 | ECO-D, 40T, cobas c 503 | RGN216132 | pakovanje | 40 ml | Roche Diagnostics | ECO-D, 40T, cobas c 503 | 4632.2 | 20% | Adoc d.o.o. | 105-1/24 | 08.10.2024 | 08.10.2025
Reagensi, izuzev za transfuziju | 404-1-110/24-44 | 267 | Reagensi i potrošni materijal za biohemijski analizator cobas integra 400 plus, cobas c311, c501, c502, c503, c303 (Roche Diagnostics) | 239 | NACl, cobas c 503 | RGN216133 | pakovanje | 123 ml | Roche Diagnostics | NACl, cobas c 503 | 6380.2 | 20% | Adoc d.o.o. | 105-1/24 | 08.10.2024 | 08.10.2025
Reagensi, izuzev za transfuziju | 404-1-110/24-44 | 267 | Reagensi i potrošni materijal za biohemijski analizator cobas integra 400 plus, cobas c311, c501, c502, c503, c303 (Roche Diagnostics) | 240 | SI2, 14500T, cobas c 503 | RGN216134 | pakovanje | 14500 | Roche Diagnostics | SI2, 14500T, cobas c 503 | 26680 | 20% | Adoc d.o.o. | 105-1/24 | 08.10.2024 | 08.10.2025
Reagensi, izuzev za transfuziju | 404-1-110/24-44 | 267 | Reagensi i potrošni materijal za biohemijski analizator cobas integra 400 plus, cobas c311, c501, c502, c503, c303 (Roche Diagnostics) | 241 | SCCS, 50mL, cobas c 503 | RGN216135 | pakovanje | 50 ml | Roche Diagnostics | SCCS, 50mL, cobas c 503 | 14272.3 | 20% | Adoc d.o.o. | 105-1/24 | 08.10.2024 | 08.10.2025
Reagensi, izuzev za transfuziju | 404-1-110/24-44 | 267 | Reagensi i potrošni materijal za biohemijski analizator cobas integra 400 plus, cobas c311, c501, c502, c503, c303 (Roche Diagnostics) | 242 | CDC1, cobas c 503 pack green | RGN216136 | pakovanje | komad | Roche Diagnostics | CDC1, cobas c 503 pack green | 4950.7 | 20% | Adoc d.o.o. | 105-1/24 | 08.10.2024 | 08.10.2025
Reagensi, izuzev za transfuziju | 404-1-110/24-44 | 267 | Reagensi i potrošni materijal za biohemijski analizator cobas integra 400 plus, cobas c311, c501, c502, c503, c303 (Roche Diagnostics) | 243 | CDC2, cobas c 503 pack green | RGN216137 | pakovanje | komad | Roche Diagnostics | CDC2, cobas c 503 pack green | 4950.7 | 20% | Adoc d.o.o. | 105-1/24 | 08.10.2024 | 08.10.2025
Reagensi, izuzev za transfuziju | 404-1-110/24-44 | 267 | Reagensi i potrošni materijal za biohemijski analizator cobas integra 400 plus, cobas c311, c501, c502, c503, c303 (Roche Diagnostics) | 244 | CDC3, cobas c 503 pack green | RGN216138 | pakovanje | komad | Roche Diagnostics | CDC3, cobas c 503 pack green | 4950.7 | 20% | Adoc d.o.o. | 105-1/24 | 08.10.2024 | 08.10.2025
Reagensi, izuzev za transfuziju | 404-1-110/24-44 | 267 | Reagensi i potrošni materijal za biohemijski analizator cobas integra 400 plus, cobas c311, c501, c502, c503, c303 (Roche Diagnostics) | 245 | Reaction Cell c 503 / c513 | RGN220920 | pakovanje | 39 x 17 kiveta | Roche Diagnostics | Reaction Cell c 503 / c513 | 305900 | 20% | Adoc d.o.o. | 105-1/24 | 08.10.2024 | 08.10.2025
Reagensi, izuzev za transfuziju | 404-1-110/24-44 | 267 | Reagensi i potrošni materijal za biohemijski analizator cobas integra 400 plus, cobas c311, c501, c502, c503, c303 (Roche Diagnostics) | 246 | INSTC, 130T, cobas c 503 | RGN216141 | pakovanje | 130 testova | Roche Diagnostics | INSTC, 130T, cobas c 503 | 7552.6 | 20% | Adoc d.o.o. | 105-1/24 | 08.10.2024 | 08.10.2025
Reagensi, izuzev za transfuziju | 404-1-110/24-44 | 267 | Reagensi i potrošni materijal za biohemijski analizator cobas integra 400 plus, cobas c311, c501, c502, c503, c303 (Roche Diagnostics) | 247 | CK, 500T, cobas c 503 | RGN216142 | pakovanje | 500 testova | Roche Diagnostics | CK, 500T, cobas c 503 | 16316.3 | 20% | Adoc d.o.o. | 105-1/24 | 08.10.2024 | 08.10.2025
Reagensi, izuzev za transfuziju | 404-1-110/24-44 | 267 | Reagensi i potrošni materijal za biohemijski analizator cobas integra 400 plus, cobas c311, c501, c502, c503, c303 (Roche Diagnostics) | 248 | CKMB, 150T, cobas c 503 | RGN216143 | pakovanje | 150 testova | Roche Diagnostics | CKMB, 150T, cobas c 503 | 7125.9 | 20% | Adoc d.o.o. | 105-1/24 | 08.10.2024 | 08.10.2025
Reagensi, izuzev za transfuziju | 404-1-110/24-44 | 267 | Reagensi i potrošni materijal za biohemijski analizator cobas integra 400 plus, cobas c311, c501, c502, c503, c303 (Roche Diagnostics) | 249 | LIPC, 200T, cobas c 503 | RGN216144 | pakovanje | 200 testova | Roche Diagnostics | LIPC, 200T, cobas c 503 | 7019.6 | 20% | Adoc d.o.o. | 105-1/24 | 08.10.2024 | 08.10.2025
Reagensi, izuzev za transfuziju | 404-1-110/24-44 | 267 | Reagensi i potrošni materijal za biohemijski analizator cobas integra 400 plus, cobas c311, c501, c502, c503, c303 (Roche Diagnostics) | 250 | ACID PHOSPHATASE (ACP2) | RGN242273 | pakovanje | 4 x 140 testova | Roche Diagnostics | ACP2, 4x 140T, cobas c 503 | 32855.2 | 20% | Adoc d.o.o. | 105-1/24 | 08.10.2024 | 08.10.2025
Reagensi, izuzev za transfuziju | 404-1-110/24-44 | 267 | Reagensi i potrošni materijal za biohemijski analizator cobas integra 400 plus, cobas c311, c501, c502, c503, c303 (Roche Diagnostics) | 251 | ALP (ALP2) | RGN242274 | pakovanje | 1100 | Roche Diagnostics | ALP2, 1100T, cobas c 503 | 7524 | 20% | Adoc d.o.o. | 105-1/24 | 08.10.2024 | 08.10.2025
Reagensi, izuzev za transfuziju | 404-1-110/24-44 | 267 | Reagensi i potrošni materijal za biohemijski analizator cobas integra 400 plus, cobas c311, c501, c502, c503, c303 (Roche Diagnostics) | 252 | ALT/PYP (ALTP) | RGN242275 | pakovanje | 450 | Roche Diagnostics | ALTP , 450T, cobas c 503 | 3109.5 | 20% | Adoc d.o.o. | 105-1/24 | 08.10.2024 | 08.10.2025
Reagensi, izuzev za transfuziju | 404-1-110/24-44 | 267 | Reagensi i potrošni materijal za biohemijski analizator cobas integra 400 plus, cobas c311, c501, c502, c503, c303 (Roche Diagnostics) | 253 | AST/PYP (ASTP) | RGN242276 | pakovanje | 500 | Roche Diagnostics | ASTP, 500T, cobas c 503 | 4090 | 20% | Adoc d.o.o. | 105-1/24 | 08.10.2024 | 08.10.2025
Reagensi, izuzev za transfuziju | 404-1-110/24-44 | 267 | Reagensi i potrošni materijal za biohemijski analizator cobas integra 400 plus, cobas c311, c501, c502, c503, c303 (Roche Diagnostics) | 254 | AMYLASE (AMYL2) | RGN242277 | pakovanje | 750 | Roche Diagnostics | AMYL2, 750T, cobas c 503 | 21120 | 20% | Adoc d.o.o. | 105-1/24 | 08.10.2024 | 08.10.2025
Reagensi, izuzev za transfuziju | 404-1-110/24-44 | 267 | Reagensi i potrošni materijal za biohemijski analizator cobas integra 400 plus, cobas c311, c501, c502, c503, c303 (Roche Diagnostics) | 255 | AMYLASE PANCREATIC (AMY-P) | RGN242278 | pakovanje | 450 | Roche Diagnostics | AMY-P, 450T, cobas c 503 | 19923.7 | 20% | Adoc d.o.o. | 105-1/24 | 08.10.2024 | 08.10.2025
Reagensi, izuzev za transfuziju | 404-1-110/24-44 | 267 | Reagensi i potrošni materijal za biohemijski analizator cobas integra 400 plus, cobas c311, c501, c502, c503, c303 (Roche Diagnostics) | 256 | CHOLINESTERASE (CHE2) | RGN242279 | pakovanje | 1050 | Roche Diagnostics | CHE2, 1050T, cobas c 503 | 15214.5 | 20% | Adoc d.o.o. | 105-1/24 | 08.10.2024 | 08.10.2025
Reagensi, izuzev za transfuziju | 404-1-110/24-44 | 267 | Reagensi i potrošni materijal za biohemijski analizator cobas integra 400 plus, cobas c311, c501, c502, c503, c303 (Roche Diagnostics) | 257 | GGT (GGT-2) | RGN242280 | pakovanje | 400 | Roche Diagnostics | GGT-2, 400T, cobas c 503 | 4188 | 20% | Adoc d.o.o. | 105-1/24 | 08.10.2024 | 08.10.2025
Reagensi, izuzev za transfuziju | 404-1-110/24-44 | 267 | Reagensi i potrošni materijal za biohemijski analizator cobas integra 400 plus, cobas c311, c501, c502, c503, c303 (Roche Diagnostics) | 258 | LDH L→P (LDHI2) | RGN242281 | pakovanje | 850 | Roche Diagnostics | LDHI2, 850T, cobas c 503 | 12945.5 | 20% | Adoc d.o.o. | 105-1/24 | 08.10.2024 | 08.10.2025
Reagensi, izuzev za transfuziju | 404-1-110/24-44 | 267 | Reagensi i potrošni materijal za biohemijski analizator cobas integra 400 plus, cobas c311, c501, c502, c503, c303 (Roche Diagnostics) | 259 | ASTP 2 C 503 | RGN242282 | pakovanje | 800 | Roche Diagnostics | ASTP2, 800T, cobas c 503 | 5536 | 20% | Adoc d.o.o. | 105-1/24 | 08.10.2024 | 08.10.2025
Reagensi, izuzev za transfuziju | 404-1-110/24-44 | 267 | Reagensi i potrošni materijal za biohemijski analizator cobas integra 400 plus, cobas c311, c501, c502, c503, c303 (Roche Diagnostics) | 260 | ALTP 2 C 503 | RGN242283 | pakovanje | 800 | Roche Diagnostics | ALTP2, 800T, cobas c 503 | 5536 | 20% | Adoc d.o.o. | 105-1/24 | 08.10.2024 | 08.10.2025
Reagensi, izuzev za transfuziju | 404-1-110/24-44 | 267 | Reagensi i potrošni materijal za biohemijski analizator cobas integra 400 plus, cobas c311, c501, c502, c503, c303 (Roche Diagnostics) | 261 | DIGOXIN (DIG) | RGN242284 | pakovanje | 500 | Roche Diagnostics | DIG, 500Tests, cobas c pack green | 92925 | 20% | Adoc d.o.o. | 105-1/24 | 08.10.2024 | 08.10.2025
Reagensi, izuzev za transfuziju | 404-1-110/24-44 | 267 | Reagensi i potrošni materijal za biohemijski analizator cobas integra 400 plus, cobas c311, c501, c502, c503, c303 (Roche Diagnostics) | 262 | PHENOBARBITAL (PHNO2) | RGN242285 | pakovanje | 200 | Roche Diagnostics | PHNO2, 200T, cobas c pack green | 43040 | 20% | Adoc d.o.o. | 105-1/24 | 08.10.2024 | 08.10.2025
Reagensi, izuzev za transfuziju | 404-1-110/24-44 | 267 | Reagensi i potrošni materijal za biohemijski analizator cobas integra 400 plus, cobas c311, c501, c502, c503, c303 (Roche Diagnostics) | 263 | PHENYTOIN (PHNY2) | RGN242286 | pakovanje | 200 | Roche Diagnostics | PHNY2, 200T, cobas c pack green | 43040 | 20% | Adoc d.o.o. | 105-1/24 | 08.10.2024 | 08.10.2025
Reagensi, izuzev za transfuziju | 404-1-110/24-44 | 267 | Reagensi i potrošni materijal za biohemijski analizator cobas integra 400 plus, cobas c311, c501, c502, c503, c303 (Roche Diagnostics) | 264 | THEOPHYLLINE (THEO2) | RGN242287 | pakovanje | 100 | Roche Diagnostics | THEO2, 100T, cobas c pack green | 21628.8 | 20% | Adoc d.o.o. | 105-1/24 | 08.10.2024 | 08.10.2025
Reagensi, izuzev za transfuziju | 404-1-110/24-44 | 267 | Reagensi i potrošni materijal za biohemijski analizator cobas integra 400 plus, cobas c311, c501, c502, c503, c303 (Roche Diagnostics) | 265 | CARBAMAZEPINE (CARB4) | RGN242288 | pakovanje | 500 | Roche Diagnostics | CARB4, 500T, cobas c 503 | 108145 | 20% | Adoc d.o.o. | 105-1/24 | 08.10.2024 | 08.10.2025
Reagensi, izuzev za transfuziju | 404-1-110/24-44 | 267 | Reagensi i potrošni materijal za biohemijski analizator cobas integra 400 plus, cobas c311, c501, c502, c503, c303 (Roche Diagnostics) | 266 | KAPPA (KAPP2) | RGN233536 | pakovanje | 100 | Roche Diagnostics | KAPP2, 100T, cobas c pack green | 25335.6 | 20% | Adoc d.o.o. | 105-1/24 | 08.10.2024 | 08.10.2025
Reagensi, izuzev za transfuziju | 404-1-110/24-44 | 267 | Reagensi i potrošni materijal za biohemijski analizator cobas integra 400 plus, cobas c311, c501, c502, c503, c303 (Roche Diagnostics) | 267 | LAMBDA (LAMB2) | RGN233537 | pakovanje | 100 | Roche Diagnostics | LAMB2, 100T, cobas c pack green | 24055.7 | 20% | Adoc d.o.o. | 105-1/24 | 08.10.2024 | 08.10.2025
Reagensi, izuzev za transfuziju | 404-1-110/24-44 | 267 | Reagensi i potrošni materijal za biohemijski analizator cobas integra 400 plus, cobas c311, c501, c502, c503, c303 (Roche Diagnostics) | 268 | FRUCTOSAMINE (FRA) | RGN233538 | pakovanje | 550 | Roche Diagnostics | FRA, 550T, cobas c pack green | 20758.6 | 20% | Adoc d.o.o. | 105-1/24 | 08.10.2024 | 08.10.2025
Reagensi, izuzev za transfuziju | 404-1-110/24-44 | 267 | Reagensi i potrošni materijal za biohemijski analizator cobas integra 400 plus, cobas c311, c501, c502, c503, c303 (Roche Diagnostics) | 269 | PRECINORM FRUCTOSAMINE | RGN233539 | pakovanje | 3 x 1 ml | Roche Diagnostics | PRECINORM FRUCTOSAMIN | 3378 | 20% | Adoc d.o.o. | 105-1/24 | 08.10.2024 | 08.10.2025
Reagensi, izuzev za transfuziju | 404-1-110/24-44 | 267 | Reagensi i potrošni materijal za biohemijski analizator cobas integra 400 plus, cobas c311, c501, c502, c503, c303 (Roche Diagnostics) | 270 | PRECIPATH FRUCTOSAMINE | RGN233540 | pakovanje | 3 x 1 ml | Roche Diagnostics | PRECIPATH FRUCTOSAMIN | 3332.7 | 20% | Adoc d.o.o. | 105-1/24 | 08.10.2024 | 08.10.2025
Reagensi, izuzev za transfuziju | 404-1-110/24-44 | 267 | Reagensi i potrošni materijal za biohemijski analizator cobas integra 400 plus, cobas c311, c501, c502, c503, c303 (Roche Diagnostics) | 271 | PRECIMAT FRUCTOSAMINE | RGN233541 | pakovanje | 3 x 1 ml | Roche Diagnostics | PRECIMAT FRUCTOSAMIN | 3633.5 | 20% | Adoc d.o.o. | 105-1/24 | 08.10.2024 | 08.10.2025
Reagensi, izuzev za transfuziju | 404-1-110/24-44 | 267 | Reagensi i potrošni materijal za biohemijski analizator cobas integra 400 plus, cobas c311, c501, c502, c503, c303 (Roche Diagnostics) | 272 | HBDH (HBDH2) | RGN233542 | pakovanje | 300 testova | Roche Diagnostics | HBDH, 300T, cobas c pack green | 29487.1 | 20% | Adoc d.o.o. | 105-1/24 | 08.10.2024 | 08.10.2025
Reagensi, izuzev za transfuziju | 404-1-110/24-44 | 267 | Reagensi i potrošni materijal za biohemijski analizator cobas integra 400 plus, cobas c311, c501, c502, c503, c303 (Roche Diagnostics) | 273 | HOMOCYSTEINE (HCYS) | RGN242289 | pakovanje | 100 testova | Roche Diagnostics | HCYS, 100T, cobas c 503 | 119000 | 20% | Adoc d.o.o. | 105-1/24 | 08.10.2024 | 08.10.2025
Reagensi, izuzev za transfuziju | 404-1-110/24-44 | 267 | Reagensi i potrošni materijal za biohemijski analizator cobas integra 400 plus, cobas c311, c501, c502, c503, c303 (Roche Diagnostics) | 274 | C.F.A.S. MYOGLOBIN | RGN242290 | pakovanje | 3 x 1 mL | Roche Diagnostics | Cfas MYO, 3x1ml | 9740.5 | 20% | Adoc d.o.o. | 105-1/24 | 08.10.2024 | 08.10.2025
Reagensi, izuzev za transfuziju | 404-1-110/24-44 | 267 | Reagensi i potrošni materijal za biohemijski analizator cobas integra 400 plus, cobas c311, c501, c502, c503, c303 (Roche Diagnostics) | 275 | HOMOCYSTEINE CALIBRATOR KIT | RGN242291 | pakovanje | 2 x 3 mL | Roche Diagnostics | Homocysteine Calibrator Kit | 8915.3 | 20% | Adoc d.o.o. | 105-1/24 | 08.10.2024 | 08.10.2025
Reagensi, izuzev za transfuziju | 404-1-110/24-44 | 267 | Reagensi i potrošni materijal za biohemijski analizator cobas integra 400 plus, cobas c311, c501, c502, c503, c303 (Roche Diagnostics) | 276 | PRECIMAT CHROMOGEN | RGN233543 | pakovanje | 6 x 0.5 mL | Roche Diagnostics | PRECIMAT CHROMOGEN 6X0,5ML | 17149.5 | 20% | Adoc d.o.o. | 105-1/24 | 08.10.2024 | 08.10.2025
Reagensi, izuzev za transfuziju | 404-1-110/24-44 | 267 | Reagensi i potrošni materijal za biohemijski analizator cobas integra 400 plus, cobas c311, c501, c502, c503, c303 (Roche Diagnostics) | 277 | MYOGLOBIN (MYO2) | RGN242292 | pakovanje | 200 testova | Roche Diagnostics | MYO2, 200T, cobas c pack green | 65767.8 | 20% | Adoc d.o.o. | 105-1/24 | 08.10.2024 | 08.10.2025
Reagensi, izuzev za transfuziju | 404-1-110/24-44 | 267 | Reagensi i potrošni materijal za biohemijski analizator cobas integra 400 plus, cobas c311, c501, c502, c503, c303 (Roche Diagnostics) | 278 | SOLUBLE TRANSFERRIN RECEPTOR (STFR) | RGN242293 | pakovanje | 100 testova | Roche Diagnostics | sTFR, 100T, cobas c pack green | 43843.8 | 20% | Adoc d.o.o. | 105-1/24 | 08.10.2024 | 08.10.2025
Reagensi, izuzev za transfuziju | 404-1-110/24-44 | 267 | Reagensi i potrošni materijal za biohemijski analizator cobas integra 400 plus, cobas c311, c501, c502, c503, c303 (Roche Diagnostics) | 279 | ANTITHROMBIN (AT) | RGN233544 | pakovanje | 100 testova | Roche Diagnostics | AT, 100Tests, cobas c pack green | 65290.1 | 20% | Adoc d.o.o. | 105-1/24 | 08.10.2024 | 08.10.2025
Reagensi, izuzev za transfuziju | 404-1-110/24-44 | 267 | Reagensi i potrošni materijal za biohemijski analizator cobas integra 400 plus, cobas c311, c501, c502, c503, c303 (Roche Diagnostics) | 280 | VANCOMYCIN (VANC3) | RGN242294 | pakovanje | 200 testova | Roche Diagnostics | VANC3, 200T, cobas c pack green | 61985 | 20% | Adoc d.o.o. | 105-1/24 | 08.10.2024 | 08.10.2025
Reagensi, izuzev za transfuziju | 404-1-110/24-44 | 267 | Reagensi i potrošni materijal za biohemijski analizator cobas integra 400 plus, cobas c311, c501, c502, c503, c303 (Roche Diagnostics) | 281 | PRECICHROM I/II | RGN233545 | pakovanje | 2 x 6 x 1 mL (2 nivoa) | Roche Diagnostics | PRECICHROM I/II | 36567.1 | 20% | Adoc d.o.o. | 105-1/24 | 08.10.2024 | 08.10.2025
Reagensi, izuzev za transfuziju | 404-1-110/24-44 | 267 | Reagensi i potrošni materijal za biohemijski analizator cobas integra 400 plus, cobas c311, c501, c502, c503, c303 (Roche Diagnostics) | 282 | MYOGLOBIN CONTROL SET | RGN242295 | pakovanje | 2 x 2 x 3 mL (2 nivoa) | Roche Diagnostics | MYOGLOBIN CONTROL SET | 23264.5 | 20% | Adoc d.o.o. | 105-1/24 | 08.10.2024 | 08.10.2025
Reagensi, izuzev za transfuziju | 404-1-110/24-44 | 267 | Reagensi i potrošni materijal za biohemijski analizator cobas integra 400 plus, cobas c311, c501, c502, c503, c303 (Roche Diagnostics) | 283 | PROBE S1(ST) ASSY | RGN242296 | pakovanje | komad | Roche Diagnostics | PROBE S1(ST) ASSY | 84203 | 20% | Adoc d.o.o. | 105-1/24 | 08.10.2024 | 08.10.2025
Reagensi, izuzev za transfuziju | 404-1-110/24-44 | 267 | Reagensi i potrošni materijal za biohemijski analizator cobas integra 400 plus, cobas c311, c501, c502, c503, c303 (Roche Diagnostics) | 284 | KIT PM PRO C503 YEARLY | RGN242297 | pakovanje | komad | Roche Diagnostics | KIT PM PRO C503 YEARLY | 198600 | 20% | Adoc d.o.o. | 105-1/24 | 08.10.2024 | 08.10.2025
Reagensi, izuzev za transfuziju | 404-1-110/24-44 | 267 | Reagensi i potrošni materijal za biohemijski analizator cobas integra 400 plus, cobas c311, c501, c502, c503, c303 (Roche Diagnostics) | 285 | KIT PM PRO ISE YEARLY | RGN242298 | pakovanje | komad | Roche Diagnostics | KIT PM PRO ISE YEARLY | 95551 | 20% | Adoc d.o.o. | 105-1/24 | 08.10.2024 | 08.10.2025
Reagensi, izuzev za transfuziju | 404-1-110/24-44 | 268 | Reagensi za biohemijski analizator BIOBASE BK-200 | 1 | Albumin-BCG | RGN216146 | pakovanje | 400ml | MTD Diagnostics Italy | Albumin-BCG LS"546"Mono | 7600 | 20% | Mediaktiva d.o.o. | 105-17/24 | 08.10.2024 | 08.10.2025
Reagensi, izuzev za transfuziju | 404-1-110/24-44 | 268 | Reagensi za biohemijski analizator BIOBASE BK-200 | 2 | Alkalna phosphataza IFCC | RGN216147 | pakovanje | 300ml | MTD Diagnostics Italy | Alkaline Phosphatase-IFCC LS 4+1 | 22800 | 20% | Mediaktiva d.o.o. | 105-17/24 | 08.10.2024 | 08.10.2025
Reagensi, izuzev za transfuziju | 404-1-110/24-44 | 268 | Reagensi za biohemijski analizator BIOBASE BK-200 | 3 | Amylaza CNPG3 LS | RGN216148 | pakovanje | 100ml | MTD Diagnostics Italy | AmylaSe-CNPG3 LS | 22000 | 20% | Mediaktiva d.o.o. | 105-17/24 | 08.10.2024 | 08.10.2025
Reagensi, izuzev za transfuziju | 404-1-110/24-44 | 268 | Reagensi za biohemijski analizator BIOBASE BK-200 | 4 | Bilirubin D- DPD | RGN216149 | pakovanje | 300ml | MTD Diagnostics Italy | Bilirubin D-DPD LS 4+1 | 10800 | 20% | Mediaktiva d.o.o. | 105-17/24 | 08.10.2024 | 08.10.2025
Reagensi, izuzev za transfuziju | 404-1-110/24-44 | 268 | Reagensi za biohemijski analizator BIOBASE BK-200 | 5 | Bilirubin T- DPD | RGN216150 | pakovanje | 300ml | MTD Diagnostics Italy | Bilirubin T-DPD LS 4+1 | 10800 | 20% | Mediaktiva d.o.o. | 105-17/24 | 08.10.2024 | 08.10.2025
Reagensi, izuzev za transfuziju | 404-1-110/24-44 | 268 | Reagensi za biohemijski analizator BIOBASE BK-200 | 6 | Calcium Arsenazo | RGN216151 | pakovanje | 240ml | MTD Diagnostics Italy | Calcium AIII LS"600"Mono | 12360 | 20% | Mediaktiva d.o.o. | 105-17/24 | 08.10.2024 | 08.10.2025
Reagensi, izuzev za transfuziju | 404-1-110/24-44 | 268 | Reagensi za biohemijski analizator BIOBASE BK-200 | 7 | Chloride | RGN216152 | pakovanje | 240ml | MTD Diagnostics Italy | Chloride Th LS Mono | 12360 | 20% | Mediaktiva d.o.o. | 105-17/24 | 08.10.2024 | 08.10.2025
Reagensi, izuzev za transfuziju | 404-1-110/24-44 | 268 | Reagensi za biohemijski analizator BIOBASE BK-200 | 8 | Creatine Kinaze LS | RGN216153 | pakovanje | 150ml | MTD Diagnostics Italy | Creatine Kinase LS 4+1 | 21450 | 20% | Mediaktiva d.o.o. | 105-17/24 | 08.10.2024 | 08.10.2025
Reagensi, izuzev za transfuziju | 404-1-110/24-44 | 268 | Reagensi za biohemijski analizator BIOBASE BK-200 | 9 | Creatinine Mono reagens Jaffe | RGN216154 | pakovanje | 300ml | MTD Diagnostics Italy | Creatinine Kinetic LS Mono | 8700 | 20% | Mediaktiva d.o.o. | 105-17/24 | 08.10.2024 | 08.10.2025
Reagensi, izuzev za transfuziju | 404-1-110/24-44 | 268 | Reagensi za biohemijski analizator BIOBASE BK-200 | 10 | Cholesterol | RGN216155 | pakovanje | 400ml | MTD Diagnostics Italy | Cholesterol CHOD-PAP LS Mono | 13200 | 20% | Mediaktiva d.o.o. | 105-17/24 | 08.10.2024 | 08.10.2025
Reagensi, izuzev za transfuziju | 404-1-110/24-44 | 268 | Reagensi za biohemijski analizator BIOBASE BK-200 | 11 | gGt IFCC | RGN216156 | pakovanje | 300ml | MTD Diagnostics Italy | gGt Sz74 LS 4+1 | 23700 | 20% | Mediaktiva d.o.o. | 105-17/24 | 08.10.2024 | 08.10.2025
Reagensi, izuzev za transfuziju | 404-1-110/24-44 | 268 | Reagensi za biohemijski analizator BIOBASE BK-200 | 12 | Glucose GOD-PAP | RGN216157 | pakovanje | 1000ml | MTD Diagnostics Italy | Glucose GOD PAP LS Mono | 13600 | 20% | Mediaktiva d.o.o. | 105-17/24 | 08.10.2024 | 08.10.2025
Reagensi, izuzev za transfuziju | 404-1-110/24-44 | 268 | Reagensi za biohemijski analizator BIOBASE BK-200 | 13 | GOT ASAT IFCC | RGN216158 | pakovanje | 300ml | MTD Diagnostics Italy | GOT ASAT IFCC LS 4+1 | 11010 | 20% | Mediaktiva d.o.o. | 105-17/24 | 08.10.2024 | 08.10.2025
Reagensi, izuzev za transfuziju | 404-1-110/24-44 | 268 | Reagensi za biohemijski analizator BIOBASE BK-200 | 14 | GPT ALAT IFCC | RGN216159 | pakovanje | 300ml | MTD Diagnostics Italy | GPT ALAT IFCC LS 4+1 | 11010 | 20% | Mediaktiva d.o.o. | 105-17/24 | 08.10.2024 | 08.10.2025
Reagensi, izuzev za transfuziju | 404-1-110/24-44 | 268 | Reagensi za biohemijski analizator BIOBASE BK-200 | 15 | HDL direct | RGN216160 | pakovanje | 80ml | MTD Diagnostics Italy | HDL direct LS | 22000 | 20% | Mediaktiva d.o.o. | 105-17/24 | 08.10.2024 | 08.10.2025
Reagensi, izuzev za transfuziju | 404-1-110/24-44 | 268 | Reagensi za biohemijski analizator BIOBASE BK-200 | 16 | IRON ferozzine | RGN216161 | pakovanje | 150ml | MTD Diagnostics Italy | Iron Ferrozine LS 2nd GEN 4+1 | 12300 | 20% | Mediaktiva d.o.o. | 105-17/24 | 08.10.2024 | 08.10.2025
Reagensi, izuzev za transfuziju | 404-1-110/24-44 | 268 | Reagensi za biohemijski analizator BIOBASE BK-200 | 17 | LDH-P LS 4+1 | RGN216162 | pakovanje | 300ml | MTD Diagnostics Italy | LDH-L LS 4+1 | 22800 | 20% | Mediaktiva d.o.o. | 105-17/24 | 08.10.2024 | 08.10.2025
Reagensi, izuzev za transfuziju | 404-1-110/24-44 | 268 | Reagensi za biohemijski analizator BIOBASE BK-200 | 18 | Kalijum turbidimetric Mono reagens | RGN216163 | pakovanje | 80ml | MTD Diagnostics Italy | Potassium LS Mono | 26800 | 20% | Mediaktiva d.o.o. | 105-17/24 | 08.10.2024 | 08.10.2025
Reagensi, izuzev za transfuziju | 404-1-110/24-44 | 268 | Reagensi za biohemijski analizator BIOBASE BK-200 | 19 | Natrijum kolorimetric | RGN216164 | pakovanje | 75ml | MTD Diagnostics Italy | Sodium LS | 25125 | 20% | Mediaktiva d.o.o. | 105-17/24 | 08.10.2024 | 08.10.2025
Reagensi, izuzev za transfuziju | 404-1-110/24-44 | 268 | Reagensi za biohemijski analizator BIOBASE BK-200 | 20 | Magnezium | RGN216165 | pakovanje | 240ml | MTD Diagnostics Italy | Magnesium XB LS Mono | 9600 | 20% | Mediaktiva d.o.o. | 105-17/24 | 08.10.2024 | 08.10.2025
Reagensi, izuzev za transfuziju | 404-1-110/24-44 | 268 | Reagensi za biohemijski analizator BIOBASE BK-200 | 21 | Phosphor | RGN216166 | pakovanje | 240ml | MTD Diagnostics Italy | Phosphorus UV LS Mono | 9600 | 20% | Mediaktiva d.o.o. | 105-17/24 | 08.10.2024 | 08.10.2025
Reagensi, izuzev za transfuziju | 404-1-110/24-44 | 268 | Reagensi za biohemijski analizator BIOBASE BK-200 | 22 | Total proteini BIURET | RGN216167 | pakovanje | 400ml | MTD Diagnostics Italy | Total Protein BIURET LS Mono | 7800 | 20% | Mediaktiva d.o.o. | 105-17/24 | 08.10.2024 | 08.10.2025
Reagensi, izuzev za transfuziju | 404-1-110/24-44 | 268 | Reagensi za biohemijski analizator BIOBASE BK-200 | 23 | Trigliceridi | RGN216168 | pakovanje | 400ml | MTD Diagnostics Italy | Triglycerides GPO-PAP LS Mono | 17000 | 20% | Mediaktiva d.o.o. | 105-17/24 | 08.10.2024 | 08.10.2025
Reagensi, izuzev za transfuziju | 404-1-110/24-44 | 268 | Reagensi za biohemijski analizator BIOBASE BK-200 | 24 | Urea UV | RGN216169 | pakovanje | 300ml | MTD Diagnostics Italy | Urea Urease GLDH UV LS 4+1 | 12150 | 20% | Mediaktiva d.o.o. | 105-17/24 | 08.10.2024 | 08.10.2025
Reagensi, izuzev za transfuziju | 404-1-110/24-44 | 268 | Reagensi za biohemijski analizator BIOBASE BK-200 | 25 | Uric Acid Uricase -PAP | RGN216170 | pakovanje | 300ml | MTD Diagnostics Italy | Uric Acid Uricase PAP LS Mono | 12750 | 20% | Mediaktiva d.o.o. | 105-17/24 | 08.10.2024 | 08.10.2025
Reagensi, izuzev za transfuziju | 404-1-110/24-44 | 268 | Reagensi za biohemijski analizator BIOBASE BK-200 | 26 | ASO turbidimetric sa kalibratorom | RGN216171 | pakovanje | 100ml | MTD Diagnostics Italy | ASO turbidimetric | 29200 | 20% | Mediaktiva d.o.o. | 105-17/24 | 08.10.2024 | 08.10.2025
Reagensi, izuzev za transfuziju | 404-1-110/24-44 | 268 | Reagensi za biohemijski analizator BIOBASE BK-200 | 27 | RF latex turbidimetric | RGN241754 | pakovanje | 100ml | MTD Diagnostics Italy | RF turbidimetric | 16500 | 20% | Mediaktiva d.o.o. | 105-17/24 | 08.10.2024 | 08.10.2025
Reagensi, izuzev za transfuziju | 404-1-110/24-44 | 268 | Reagensi za biohemijski analizator BIOBASE BK-200 | 28 | CRP turbidimetric sa kalibratorom | RGN216173 | pakovanje | 120ml | MTD Diagnostics Italy | CRP turbidimetric | 30000 | 20% | Mediaktiva d.o.o. | 105-17/24 | 08.10.2024 | 08.10.2025
Reagensi, izuzev za transfuziju | 404-1-110/24-44 | 268 | Reagensi za biohemijski analizator BIOBASE BK-200 | 29 | Hba1c turbidimetric | RGN216174 | pakovanje | 40ml | MTD Diagnostics Italy | HbA1c turbidimetric | 58000 | 20% | Mediaktiva d.o.o. | 105-17/24 | 08.10.2024 | 08.10.2025
Reagensi, izuzev za transfuziju | 404-1-110/24-44 | 268 | Reagensi za biohemijski analizator BIOBASE BK-200 | 30 | Feritin turbidimetric | RGN241755 | pakovanje | 40ml | MTD Diagnostics Italy | Ferritin turbidimetric | 17600 | 20% | Mediaktiva d.o.o. | 105-17/24 | 08.10.2024 | 08.10.2025
Reagensi, izuzev za transfuziju | 404-1-110/24-44 | 268 | Reagensi za biohemijski analizator BIOBASE BK-200 | 31 | Biohemijska Kontrola normalna | RGN216176 | pakovanje | 10x5ml | MTD Diagnostics Italy | Chemistry control N | 24000 | 20% | Mediaktiva d.o.o. | 105-17/24 | 08.10.2024 | 08.10.2025
Reagensi, izuzev za transfuziju | 404-1-110/24-44 | 268 | Reagensi za biohemijski analizator BIOBASE BK-200 | 32 | Biohemijska Kontrala patološka | RGN216177 | pakovanje | 10x5ml | MTD Diagnostics Italy | Chemistry control P | 24000 | 20% | Mediaktiva d.o.o. | 105-17/24 | 08.10.2024 | 08.10.2025
Reagensi, izuzev za transfuziju | 404-1-110/24-44 | 268 | Reagensi za biohemijski analizator BIOBASE BK-200 | 33 | Multicalibrator | RGN216178 | pakovanje | 10x3ml | MTD Diagnostics Italy | Chemistry Multicalibrator | 24000 | 20% | Mediaktiva d.o.o. | 105-17/24 | 08.10.2024 | 08.10.2025
Reagensi, izuzev za transfuziju | 404-1-110/24-44 | 268 | Reagensi za biohemijski analizator BIOBASE BK-200 | 34 | HbA1c Controla | RGN216179 | pakovanje | 2x1ml | MTD Diagnostics Italy | HbA1c control set 2Levels | 14500 | 20% | Mediaktiva d.o.o. | 105-17/24 | 08.10.2024 | 08.10.2025
Reagensi, izuzev za transfuziju | 404-1-110/24-44 | 268 | Reagensi za biohemijski analizator BIOBASE BK-200 | 35 | Hba1C Calibrator | RGN216180 | pakovanje | 5x1ml | MTD Diagnostics Italy | HbA1c Calibration Set | 27000 | 20% | Mediaktiva d.o.o. | 105-17/24 | 08.10.2024 | 08.10.2025
Reagensi, izuzev za transfuziju | 404-1-110/24-44 | 268 | Reagensi za biohemijski analizator BIOBASE BK-200 | 36 | Plasma protein controla | RGN216181 | pakovanje | 1x1ml | MTD Diagnostics Italy | Plasma protein control Tip:Level 1, | 2500 | 20% | Mediaktiva d.o.o. | 105-17/24 | 08.10.2024 | 08.10.2025
Reagensi, izuzev za transfuziju | 404-1-110/24-44 | 268 | Reagensi za biohemijski analizator BIOBASE BK-200 | 37 | Reakcione čašice za aparat BK-200 | RGN216182 | pakovanje | 120 segmenata | BIOBASE | Consumables For Biochemistry Analyzer Reaction Cuvettes | 35000 | 20% | Mediaktiva d.o.o. | 105-17/24 | 08.10.2024 | 08.10.2025
Reagensi, izuzev za transfuziju | 404-1-110/24-44 | 268 | Reagensi za biohemijski analizator BIOBASE BK-200 | 38 | Serumske čašice za aparat BK-200 | RGN216183 | pakovanje | 1000kom | BIOBASE | Consumables For Biochemistry Analyzer Serum Cups | 9000 | 20% | Mediaktiva d.o.o. | 105-17/24 | 08.10.2024 | 08.10.2025
Reagensi, izuzev za transfuziju | 404-1-110/24-44 | 268 | Reagensi za biohemijski analizator BIOBASE BK-200 | 39 | System cleaning solution | RGN242299 | pakovanje | 4x100ml | MTD Diagnostics Italy | System cleaning solution | 19800 | 20% | Mediaktiva d.o.o. | 105-17/24 | 08.10.2024 | 08.10.2025
Reagensi, izuzev za transfuziju | 404-1-110/24-44 | 268 | Reagensi za biohemijski analizator BIOBASE BK-200 | 40 | CK-MB | RGN233546 | pakovanje | 150ml | MTD Diagnostics Italy | Creatine Kinase MB LS 4+1 | 16500 | 20% | Mediaktiva d.o.o. | 105-17/24 | 08.10.2024 | 08.10.2025
Reagensi, izuzev za transfuziju | 404-1-110/24-44 | 269 | Potrošni materijal za analizator znoja SM-01 proizvođača Tecil/Sanasol | 1 | Rezerne elektrode za analizu znoja set | RGN216186 | pakovanje | 60 komada | Sanasol, Mađarska | Rezervne elektrode za analizu znoja set 60 | 218200 | 20% | Vicor d.o.o. | 105-25/24 | 08.10.2024 | 08.10.2025
Reagensi, izuzev za transfuziju | 404-1-110/24-44 | 269 | Potrošni materijal za analizator znoja SM-01 proizvođača Tecil/Sanasol | 2 | Gumene elektrode za SM-01 | RGN216188 | pakovanje | 2 komada | Sanasol, Mađarska | Gumene elektrode za SM-01 2 | 3760 | 20% | Vicor d.o.o. | 105-25/24 | 08.10.2024 | 08.10.2025
Reagensi, izuzev za transfuziju | 404-1-110/24-44 | 269 | Potrošni materijal za analizator znoja SM-01 proizvođača Tecil/Sanasol | 3 | ST-01 tester za elektrode | RGN216189 | pakovanje | 1 komad | Sanasol, Mađarska | ST-01 tester za elektrode 1 | 71400 | 20% | Vicor d.o.o. | 105-25/24 | 08.10.2024 | 08.10.2025
Reagensi, izuzev za transfuziju | 404-1-110/24-44 | 270 | Reagensi i potrošni materijal za aparat EUROIMMUN ANALYZER I-2P za određivanje koncentracije lekova i laboratorijsku dijagnostiku bolesti i stanja GIT-a | 1 | Infliximab drug level | RGN216197 | pakovanje | 96 | Immundiagnostik AG, Nemačka | IDKmonitor® Infliximab drug level ELISA | 205293 | 20% | Interlab Exim d.o.o. | 105-10/24 | 08.10.2024 | 08.10.2025
Reagensi, izuzev za transfuziju | 404-1-110/24-44 | 270 | Reagensi i potrošni materijal za aparat EUROIMMUN ANALYZER I-2P za određivanje koncentracije lekova i laboratorijsku dijagnostiku bolesti i stanja GIT-a | 2 | Infliximab total ADA | RGN216198 | pakovanje | 96 | Immundiagnostik AG, Nemačka | IDKmonitor® Infliximab total ADA ELISA | 186440 | 20% | Interlab Exim d.o.o. | 105-10/24 | 08.10.2024 | 08.10.2025
Reagensi, izuzev za transfuziju | 404-1-110/24-44 | 270 | Reagensi i potrošni materijal za aparat EUROIMMUN ANALYZER I-2P za određivanje koncentracije lekova i laboratorijsku dijagnostiku bolesti i stanja GIT-a | 3 | Infliximab free ADA | RGN216199 | pakovanje | 96 | Immundiagnostik AG, Nemačka | IDKmonitor® Infliximab free ADA ELISA | 186440 | 20% | Interlab Exim d.o.o. | 105-10/24 | 08.10.2024 | 08.10.2025
Reagensi, izuzev za transfuziju | 404-1-110/24-44 | 270 | Reagensi i potrošni materijal za aparat EUROIMMUN ANALYZER I-2P za određivanje koncentracije lekova i laboratorijsku dijagnostiku bolesti i stanja GIT-a | 4 | Adalimumab drug level | RGN216200 | pakovanje | 96 | Immundiagnostik AG, Nemačka | IDKmonitor® Adalimumab drug level ELISA | 205293 | 20% | Interlab Exim d.o.o. | 105-10/24 | 08.10.2024 | 08.10.2025
Reagensi, izuzev za transfuziju | 404-1-110/24-44 | 270 | Reagensi i potrošni materijal za aparat EUROIMMUN ANALYZER I-2P za određivanje koncentracije lekova i laboratorijsku dijagnostiku bolesti i stanja GIT-a | 5 | Adalimumab total ADA | RGN216201 | pakovanje | 96 | Immundiagnostik AG, Nemačka | IDKmonitor® Adalimumab total ADA ELISA | 186440 | 20% | Interlab Exim d.o.o. | 105-10/24 | 08.10.2024 | 08.10.2025
Reagensi, izuzev za transfuziju | 404-1-110/24-44 | 270 | Reagensi i potrošni materijal za aparat EUROIMMUN ANALYZER I-2P za određivanje koncentracije lekova i laboratorijsku dijagnostiku bolesti i stanja GIT-a | 6 | Adalimumab free ADA | RGN216202 | pakovanje | 96 | Immundiagnostik AG, Nemačka | IDKmonitor® Adalimumab free ADA ELISA | 186440 | 20% | Interlab Exim d.o.o. | 105-10/24 | 08.10.2024 | 08.10.2025
Reagensi, izuzev za transfuziju | 404-1-110/24-44 | 270 | Reagensi i potrošni materijal za aparat EUROIMMUN ANALYZER I-2P za određivanje koncentracije lekova i laboratorijsku dijagnostiku bolesti i stanja GIT-a | 7 | IDKmonitor® Etanercept drug level ELISA | RGN241757 | pakovanje | 96 testova | Immundiagnostik AG, Nemačka | IDKmonitor® Etanercept drug level ELISA | 178516 | 20% | Interlab Exim d.o.o. | 105-10/24 | 08.10.2024 | 08.10.2025
Reagensi, izuzev za transfuziju | 404-1-110/24-44 | 270 | Reagensi i potrošni materijal za aparat EUROIMMUN ANALYZER I-2P za određivanje koncentracije lekova i laboratorijsku dijagnostiku bolesti i stanja GIT-a | 8 | IDKmonitor®Etanercept free ADA ELISA | RGN241758 | pakovanje | 96 testova | Immundiagnostik AG, Nemačka | IDKmonitor®Etanercept free ADA ELISA | 162122 | 20% | Interlab Exim d.o.o. | 105-10/24 | 08.10.2024 | 08.10.2025
Reagensi, izuzev za transfuziju | 404-1-110/24-44 | 270 | Reagensi i potrošni materijal za aparat EUROIMMUN ANALYZER I-2P za određivanje koncentracije lekova i laboratorijsku dijagnostiku bolesti i stanja GIT-a | 9 | IDKmonitor® Golimumab free ADA ELISA | RGN241759 | pakovanje | 96 testova | Immundiagnostik AG, Nemačka | IDKmonitor® Golimumab free ADA ELISA | 162122 | 20% | Interlab Exim d.o.o. | 105-10/24 | 08.10.2024 | 08.10.2025
Reagensi, izuzev za transfuziju | 404-1-110/24-44 | 270 | Reagensi i potrošni materijal za aparat EUROIMMUN ANALYZER I-2P za određivanje koncentracije lekova i laboratorijsku dijagnostiku bolesti i stanja GIT-a | 10 | IDKmonitor® Golimumab drug level ELISA | RGN241760 | pakovanje | 96 testova | Immundiagnostik AG, Nemačka | IDKmonitor® Golimumab drug level ELISA | 178516 | 20% | Interlab Exim d.o.o. | 105-10/24 | 08.10.2024 | 08.10.2025
Reagensi, izuzev za transfuziju | 404-1-110/24-44 | 270 | Reagensi i potrošni materijal za aparat EUROIMMUN ANALYZER I-2P za određivanje koncentracije lekova i laboratorijsku dijagnostiku bolesti i stanja GIT-a | 11 | IDKmonitor® Ustekinumab drug level ELISA | RGN241761 | pakovanje | 96 testova | Immundiagnostik AG, Nemačka | IDKmonitor® Ustekinumab drug level ELISA | 178516 | 20% | Interlab Exim d.o.o. | 105-10/24 | 08.10.2024 | 08.10.2025
Reagensi, izuzev za transfuziju | 404-1-110/24-44 | 270 | Reagensi i potrošni materijal za aparat EUROIMMUN ANALYZER I-2P za određivanje koncentracije lekova i laboratorijsku dijagnostiku bolesti i stanja GIT-a | 12 | IDKmonitor® Ustekinumab free ADA ELISA | RGN241762 | pakovanje | 96 testova | Immundiagnostik AG, Nemačka | IDKmonitor® Ustekinumab free ADA ELISA | 162122 | 20% | Interlab Exim d.o.o. | 105-10/24 | 08.10.2024 | 08.10.2025
Reagensi, izuzev za transfuziju | 404-1-110/24-44 | 270 | Reagensi i potrošni materijal za aparat EUROIMMUN ANALYZER I-2P za određivanje koncentracije lekova i laboratorijsku dijagnostiku bolesti i stanja GIT-a | 13 | IDKmonitor® Ustekinumab total ADA ELISA | RGN241763 | pakovanje | 96 testova | Immundiagnostik AG, Nemačka | IDKmonitor® Ustekinumab total ADA ELISA | 162122 | 20% | Interlab Exim d.o.o. | 105-10/24 | 08.10.2024 | 08.10.2025
Reagensi, izuzev za transfuziju | 404-1-110/24-44 | 270 | Reagensi i potrošni materijal za aparat EUROIMMUN ANALYZER I-2P za određivanje koncentracije lekova i laboratorijsku dijagnostiku bolesti i stanja GIT-a | 14 | IDKmonitor® Rituximab drug level ELISA | RGN241764 | pakovanje | 96 testova | Immundiagnostik AG, Nemačka | IDKmonitor® Rituximab drug level ELISA | 178516 | 20% | Interlab Exim d.o.o. | 105-10/24 | 08.10.2024 | 08.10.2025
Reagensi, izuzev za transfuziju | 404-1-110/24-44 | 270 | Reagensi i potrošni materijal za aparat EUROIMMUN ANALYZER I-2P za određivanje koncentracije lekova i laboratorijsku dijagnostiku bolesti i stanja GIT-a | 15 | 300 μl Conductive Disposable Tips for EUROIMMUN Analyzer I/I-2P | RGN216203 | pakovanje | 10 x 96 | EUROIMMUN Medizinische Labordiagnostika AG, Nemačka | Conductive Disposable Tips for EUROIMMUN Analyzer I/I-2P | 12034 | 20% | Interlab Exim d.o.o. | 105-10/24 | 08.10.2024 | 08.10.2025
Reagensi, izuzev za transfuziju | 404-1-110/24-44 | 270 | Reagensi i potrošni materijal za aparat EUROIMMUN ANALYZER I-2P za određivanje koncentracije lekova i laboratorijsku dijagnostiku bolesti i stanja GIT-a | 16 | 1100 μl Conductive Disposable Tips for EUROIMMUN Analyzer I/I-2P | RGN216204 | pakovanje | 10 x 96 | EUROIMMUN Medizinische Labordiagnostika AG, Nemačka | Conductive Disposable Tips for EUROIMMUN Analyzer I/I-2P | 13489 | 20% | Interlab Exim d.o.o. | 105-10/24 | 08.10.2024 | 08.10.2025
Reagensi, izuzev za transfuziju | 404-1-110/24-44 | 270 | Reagensi i potrošni materijal za aparat EUROIMMUN ANALYZER I-2P za određivanje koncentracije lekova i laboratorijsku dijagnostiku bolesti i stanja GIT-a | 17 | Dilution plate EUROIMMUN | RGN216205 | pakovanje | kom | EUROIMMUN Medizinische Labordiagnostika AG, Nemačka | Dilution plate EUROIMMUN | 860 | 20% | Interlab Exim d.o.o. | 105-10/24 | 08.10.2024 | 08.10.2025
Reagensi, izuzev za transfuziju | 404-1-110/24-44 | 270 | Reagensi i potrošni materijal za aparat EUROIMMUN ANALYZER I-2P za određivanje koncentracije lekova i laboratorijsku dijagnostiku bolesti i stanja GIT-a | 18 | Setup Clean EUROIMMUN | RGN216206 | pakovanje | 500 mL | EUROIMMUN Medizinische Labordiagnostika AG, Nemačka | Setup Clean EUROIMMUN | 10753 | 20% | Interlab Exim d.o.o. | 105-10/24 | 08.10.2024 | 08.10.2025
Reagensi, izuzev za transfuziju | 404-1-110/24-44 | 270 | Reagensi i potrošni materijal za aparat EUROIMMUN ANALYZER I-2P za određivanje koncentracije lekova i laboratorijsku dijagnostiku bolesti i stanja GIT-a | 19 | IDK® Biotin ELISA (Vitamin H) | RGN232108 | pakovanje | 96 testova | Immundiagnostik AG, Nemačka | IDK® Biotin ELISA (Vitamin H) | 144397 | 20% | Interlab Exim d.o.o. | 105-10/24 | 08.10.2024 | 08.10.2025
Reagensi, izuzev za transfuziju | 404-1-110/24-44 | 270 | Reagensi i potrošni materijal za aparat EUROIMMUN ANALYZER I-2P za određivanje koncentracije lekova i laboratorijsku dijagnostiku bolesti i stanja GIT-a | 20 | Histamine (EDTA Plasma, Urine) | RGN232109 | pakovanje | 96 testova | Immundiagnostik AG, Nemačka | Histamine (EDTA Plasma, Urine) | 120890 | 20% | Interlab Exim d.o.o. | 105-10/24 | 08.10.2024 | 08.10.2025
Reagensi, izuzev za transfuziju | 404-1-110/24-44 | 270 | Reagensi i potrošni materijal za aparat EUROIMMUN ANALYZER I-2P za određivanje koncentracije lekova i laboratorijsku dijagnostiku bolesti i stanja GIT-a | 21 | Histamine (Stool) | RGN232110 | pakovanje | 96 testova | Immundiagnostik AG, Nemačka | Histamine (Stool) | 128950 | 20% | Interlab Exim d.o.o. | 105-10/24 | 08.10.2024 | 08.10.2025
Reagensi, izuzev za transfuziju | 404-1-110/24-44 | 270 | Reagensi i potrošni materijal za aparat EUROIMMUN ANALYZER I-2P za određivanje koncentracije lekova i laboratorijsku dijagnostiku bolesti i stanja GIT-a | 22 | EDN (IDK® EDN) | RGN232111 | pakovanje | 96 testova | Immundiagnostik AG, Nemačka | EDN (IDK® EDN) | 177307 | 20% | Interlab Exim d.o.o. | 105-10/24 | 08.10.2024 | 08.10.2025
Reagensi, izuzev za transfuziju | 404-1-110/24-44 | 270 | Reagensi i potrošni materijal za aparat EUROIMMUN ANALYZER I-2P za određivanje koncentracije lekova i laboratorijsku dijagnostiku bolesti i stanja GIT-a | 23 | IDK® Zonulin (Stool) | RGN232112 | pakovanje | 96 testova | Immundiagnostik AG, Nemačka | IDK® Zonulin (Stool) | 290139 | 20% | Interlab Exim d.o.o. | 105-10/24 | 08.10.2024 | 08.10.2025
Reagensi, izuzev za transfuziju | 404-1-110/24-44 | 270 | Reagensi i potrošni materijal za aparat EUROIMMUN ANALYZER I-2P za određivanje koncentracije lekova i laboratorijsku dijagnostiku bolesti i stanja GIT-a | 24 | IDK® Zonulin (Serum) | RGN232113 | pakovanje | 96 testova | Immundiagnostik AG, Nemačka | IDK® Zonulin (Serum) | 290139 | 20% | Interlab Exim d.o.o. | 105-10/24 | 08.10.2024 | 08.10.2025
Reagensi, izuzev za transfuziju | 404-1-110/24-44 | 270 | Reagensi i potrošni materijal za aparat EUROIMMUN ANALYZER I-2P za određivanje koncentracije lekova i laboratorijsku dijagnostiku bolesti i stanja GIT-a | 25 | VEDOLIZUMAB DRUG LEVEL | RGN232114 | pakovanje | 96 testova | Immundiagnostik AG, Nemačka | VEDOLIZUMAB DRUG LEVEL | 190016 | 20% | Interlab Exim d.o.o. | 105-10/24 | 08.10.2024 | 08.10.2025
Reagensi, izuzev za transfuziju | 404-1-110/24-44 | 270 | Reagensi i potrošni materijal za aparat EUROIMMUN ANALYZER I-2P za određivanje koncentracije lekova i laboratorijsku dijagnostiku bolesti i stanja GIT-a | 26 | VEDOLIZUMAB FREE ADA | RGN232115 | pakovanje | 96 testova | Immundiagnostik AG, Nemačka | VEDOLIZUMAB FREE ADA | 173622 | 20% | Interlab Exim d.o.o. | 105-10/24 | 08.10.2024 | 08.10.2025
Reagensi, izuzev za transfuziju | 404-1-110/24-44 | 270 | Reagensi i potrošni materijal za aparat EUROIMMUN ANALYZER I-2P za određivanje koncentracije lekova i laboratorijsku dijagnostiku bolesti i stanja GIT-a | 27 | SECRETORY IMMUNGLOBULIN A (SLGA) | RGN232116 | pakovanje | 96 testova | Immundiagnostik AG, Nemačka | SECRETORY IMMUNGLOBULIN A (SLGA) | 103428 | 20% | Interlab Exim d.o.o. | 105-10/24 | 08.10.2024 | 08.10.2025
Reagensi, izuzev za transfuziju | 404-1-110/24-44 | 270 | Reagensi i potrošni materijal za aparat EUROIMMUN ANALYZER I-2P za određivanje koncentracije lekova i laboratorijsku dijagnostiku bolesti i stanja GIT-a | 28 | DIAMINOOXIDASE DAO | RGN232117 | pakovanje | 96 testova | Immundiagnostik AG, Nemačka | DIAMINOOXIDASE DAO | 109986 | 20% | Interlab Exim d.o.o. | 105-10/24 | 08.10.2024 | 08.10.2025
Reagensi, izuzev za transfuziju | 404-1-110/24-44 | 271 | Reagensi i potrošni materijal za aparat EUROIMMUN ANALYZER I-2P za određivanje koncentracije lekova , i laboratorijsku dijagnostiku bolesti i stanja GIT-a | 1 | IDK®Pancreatic Elastase | RGN241765 | pakovanje | 96 testova | Immundiagnostik AG, Nemačka | IDK®Pancreatic Elastase | 200475 | 20% | Interlab Exim d.o.o. | 105-10/24 | 08.10.2024 | 08.10.2025
Reagensi, izuzev za transfuziju | 404-1-110/24-44 | 271 | Reagensi i potrošni materijal za aparat EUROIMMUN ANALYZER I-2P za određivanje koncentracije lekova , i laboratorijsku dijagnostiku bolesti i stanja GIT-a | 2 | Histamine elimination ratio (HERO) | RGN241766 | pakovanje | 96 testova | Immundiagnostik AG, Nemačka | Histamine elimination ratio (HERO) | 295600 | 20% | Interlab Exim d.o.o. | 105-10/24 | 08.10.2024 | 08.10.2025
Reagensi, izuzev za transfuziju | 404-1-110/24-44 | 271 | Reagensi i potrošni materijal za aparat EUROIMMUN ANALYZER I-2P za određivanje koncentracije lekova , i laboratorijsku dijagnostiku bolesti i stanja GIT-a | 3 | IDK Tryptophan (stool) ELISA | RGN241767 | pakovanje | 96 testova | Immundiagnostik AG, Nemačka | IDK Tryptophan (stool) ELISA | 198750 | 20% | Interlab Exim d.o.o. | 105-10/24 | 08.10.2024 | 08.10.2025
Reagensi, izuzev za transfuziju | 404-1-110/24-44 | 271 | Reagensi i potrošni materijal za aparat EUROIMMUN ANALYZER I-2P za određivanje koncentracije lekova , i laboratorijsku dijagnostiku bolesti i stanja GIT-a | 4 | Beta Defensin 2 ELISA | RGN241768 | pakovanje | 96 testova | Immundiagnostik AG, Nemačka | Beta Defensin 2 ELISA | 197505 | 20% | Interlab Exim d.o.o. | 105-10/24 | 08.10.2024 | 08.10.2025
Reagensi, izuzev za transfuziju | 404-1-110/24-44 | 271 | Reagensi i potrošni materijal za aparat EUROIMMUN ANALYZER I-2P za određivanje koncentracije lekova , i laboratorijsku dijagnostiku bolesti i stanja GIT-a | 5 | IDK Myeloperoxidase (stool,urine) ELISA | RGN241769 | pakovanje | 96 testova | Immundiagnostik AG, Nemačka | IDK Myeloperoxidase (stool,urine) ELISA | 95634 | 20% | Interlab Exim d.o.o. | 105-10/24 | 08.10.2024 | 08.10.2025
Reagensi, izuzev za transfuziju | 404-1-110/24-44 | 271 | Reagensi i potrošni materijal za aparat EUROIMMUN ANALYZER I-2P za određivanje koncentracije lekova , i laboratorijsku dijagnostiku bolesti i stanja GIT-a | 6 | Lysozyme (stool) ELISA | RGN241770 | pakovanje | 96 testova | Immundiagnostik AG, Nemačka | Lysozyme (stool) ELISA | 128638 | 20% | Interlab Exim d.o.o. | 105-10/24 | 08.10.2024 | 08.10.2025
Reagensi, izuzev za transfuziju | 404-1-110/24-44 | 271 | Reagensi i potrošni materijal za aparat EUROIMMUN ANALYZER I-2P za određivanje koncentracije lekova , i laboratorijsku dijagnostiku bolesti i stanja GIT-a | 7 | GABA (stool) ELISA | RGN241771 | pakovanje | 96 testova | Immundiagnostik AG, Nemačka | GABA (stool) ELISA | 198750 | 20% | Interlab Exim d.o.o. | 105-10/24 | 08.10.2024 | 08.10.2025
Reagensi, izuzev za transfuziju | 404-1-110/24-44 | 271 | Reagensi i potrošni materijal za aparat EUROIMMUN ANALYZER I-2P za određivanje koncentracije lekova , i laboratorijsku dijagnostiku bolesti i stanja GIT-a | 8 | IDK Bile acids (stool),photometric | RGN241772 | pakovanje | 96 testova | Immundiagnostik AG, Nemačka | IDK Bile acids (stool),photometric | 164025 | 20% | Interlab Exim d.o.o. | 105-10/24 | 08.10.2024 | 08.10.2025
Reagensi, izuzev za transfuziju | 404-1-110/24-44 | 271 | Reagensi i potrošni materijal za aparat EUROIMMUN ANALYZER I-2P za određivanje koncentracije lekova , i laboratorijsku dijagnostiku bolesti i stanja GIT-a | 9 | IDK Serotonin (stool) ELISA | RGN241773 | pakovanje | 96 testova | Immundiagnostik AG, Nemačka | IDK Serotonin (stool) ELISA | 198750 | 20% | Interlab Exim d.o.o. | 105-10/24 | 08.10.2024 | 08.10.2025
Reagensi, izuzev za transfuziju | 404-1-110/24-44 | 271 | Reagensi i potrošni materijal za aparat EUROIMMUN ANALYZER I-2P za određivanje koncentracije lekova , i laboratorijsku dijagnostiku bolesti i stanja GIT-a | 10 | IDK Oncostatin M ELISA | RGN241774 | pakovanje | 96 testova | Immundiagnostik AG, Nemačka | IDK Oncostatin M ELISA | 255500 | 20% | Interlab Exim d.o.o. | 105-10/24 | 08.10.2024 | 08.10.2025
Reagensi, izuzev za transfuziju | 404-1-110/24-44 | 271 | Reagensi i potrošni materijal za aparat EUROIMMUN ANALYZER I-2P za određivanje koncentracije lekova , i laboratorijsku dijagnostiku bolesti i stanja GIT-a | 11 | Lactoferrin ELISA | RGN241775 | pakovanje | 96 testova | Immundiagnostik AG, Nemačka | Lactoferrin ELISA | 180428 | 20% | Interlab Exim d.o.o. | 105-10/24 | 08.10.2024 | 08.10.2025
Reagensi, izuzev za transfuziju | 404-1-110/24-44 | 271 | Reagensi i potrošni materijal za aparat EUROIMMUN ANALYZER I-2P za određivanje koncentracije lekova , i laboratorijsku dijagnostiku bolesti i stanja GIT-a | 12 | IDK® alfa 1 - antitrypsin ELISA | RGN241776 | pakovanje | 96 testova | Immundiagnostik AG, Nemačka | IDK® alfa 1 - antitrypsin ELISA | 130308 | 20% | Interlab Exim d.o.o. | 105-10/24 | 08.10.2024 | 08.10.2025
Reagensi, izuzev za transfuziju | 404-1-110/24-44 | 271 | Reagensi i potrošni materijal za aparat EUROIMMUN ANALYZER I-2P za određivanje koncentracije lekova , i laboratorijsku dijagnostiku bolesti i stanja GIT-a | 13 | Stool sample preparation system unfilled | RGN241777 | pakovanje | 100 kom | Immundiagnostik AG, Nemačka | Stool sample preparation system unfilled | 24509 | 20% | Interlab Exim d.o.o. | 105-10/24 | 08.10.2024 | 08.10.2025
Reagensi, izuzev za transfuziju | 404-1-110/24-44 | 271 | Reagensi i potrošni materijal za aparat EUROIMMUN ANALYZER I-2P za određivanje koncentracije lekova , i laboratorijsku dijagnostiku bolesti i stanja GIT-a | 14 | Mutaclean® universal RNA/DNA extraction kit | RGN241778 | pakovanje | 200 testova | Immundiagnostik AG, Nemačka | Mutaclean® universal RNA/DNA extraction kit | 122850 | 20% | Interlab Exim d.o.o. | 105-10/24 | 08.10.2024 | 08.10.2025
Reagensi, izuzev za transfuziju | 404-1-110/24-44 | 271 | Reagensi i potrošni materijal za aparat EUROIMMUN ANALYZER I-2P za određivanje koncentracije lekova , i laboratorijsku dijagnostiku bolesti i stanja GIT-a | 15 | MutaPLEX® EU/BAC/BIF, real time PCR kit | RGN241779 | pakovanje | 200 testova | Immundiagnostik AG, Nemačka | MutaPLEX® EU/BAC/BIF, real time PCR kit | 492075 | 20% | Interlab Exim d.o.o. | 105-10/24 | 08.10.2024 | 08.10.2025
Reagensi, izuzev za transfuziju | 404-1-110/24-44 | 271 | Reagensi i potrošni materijal za aparat EUROIMMUN ANALYZER I-2P za određivanje koncentracije lekova , i laboratorijsku dijagnostiku bolesti i stanja GIT-a | 16 | MutaPLEX® PRE/RU/LA, real time PCR kit | RGN241780 | pakovanje | 200 testova | Immundiagnostik AG, Nemačka | MutaPLEX® PRE/RU/LA, real time PCR kit | 492075 | 20% | Interlab Exim d.o.o. | 105-10/24 | 08.10.2024 | 08.10.2025
Reagensi, izuzev za transfuziju | 404-1-110/24-44 | 271 | Reagensi i potrošni materijal za aparat EUROIMMUN ANALYZER I-2P za određivanje koncentracije lekova , i laboratorijsku dijagnostiku bolesti i stanja GIT-a | 17 | MutaPLEX® AKM/FAEP, real time PCR kit | RGN241781 | pakovanje | 200 testova | Immundiagnostik AG, Nemačka | MutaPLEX® AKM/FAEP, real time PCR kit | 407025 | 20% | Interlab Exim d.o.o. | 105-10/24 | 08.10.2024 | 08.10.2025
Reagensi, izuzev za transfuziju | 404-1-110/24-44 | 272 | Reagensi za analizator za elektrolite Balio Auto Basic Na K Cl Ca | 1 | Reagent Pack Auto | RGN216207 | komad | 1 komad | Balio Diagnostics, GMT SAS | Reagent Pack Auto | 35926 | 20% | Labteh d.o.o. | 105-13/24 | 08.10.2024 | 08.10.2025
Reagensi, izuzev za transfuziju | 404-1-110/24-44 | 272 | Reagensi za analizator za elektrolite Balio Auto Basic Na K Cl Ca | 2 | Fill Port Cleaner | RGN216208 | komad | 1 komad | Balio Diagnostics, GMT SAS | Fill Port Cleaner | 10120 | 20% | Labteh d.o.o. | 105-13/24 | 08.10.2024 | 08.10.2025
Reagensi, izuzev za transfuziju | 404-1-110/24-44 | 272 | Reagensi za analizator za elektrolite Balio Auto Basic Na K Cl Ca | 3 | Sodium Conditioner | RGN216209 | komad | 1 komad | Balio Diagnostics, GMT SAS | Sodium Conditioner | 12650 | 20% | Labteh d.o.o. | 105-13/24 | 08.10.2024 | 08.10.2025
Reagensi, izuzev za transfuziju | 404-1-110/24-44 | 272 | Reagensi za analizator za elektrolite Balio Auto Basic Na K Cl Ca | 4 | Trilevel | RGN216210 | komad | 1 komad | Balio Diagnostics, GMT SAS | Trilevel | 16445 | 20% | Labteh d.o.o. | 105-13/24 | 08.10.2024 | 08.10.2025
Reagensi, izuzev za transfuziju | 404-1-110/24-44 | 272 | Reagensi za analizator za elektrolite Balio Auto Basic Na K Cl Ca | 5 | Referentna Elektroda | RGN233547 | komad | 1 komad | Balio Diagnostics, GMT SAS | Referentna Elektroda | 74002.5 | 20% | Labteh d.o.o. | 105-13/24 | 08.10.2024 | 08.10.2025
Reagensi, izuzev za transfuziju | 404-1-110/24-44 | 272 | Reagensi za analizator za elektrolite Balio Auto Basic Na K Cl Ca | 6 | Natrijumova Elektroda | RGN233548 | komad | 1 komad | Balio Diagnostics, GMT SAS | Natrijumova Elektroda | 67045 | 20% | Labteh d.o.o. | 105-13/24 | 08.10.2024 | 08.10.2025
Reagensi, izuzev za transfuziju | 404-1-110/24-44 | 272 | Reagensi za analizator za elektrolite Balio Auto Basic Na K Cl Ca | 7 | Kalijumova Elektroda | RGN233549 | komad | 1 komad | Balio Diagnostics, GMT SAS | Kalijumova Elektroda | 67045 | 20% | Labteh d.o.o. | 105-13/24 | 08.10.2024 | 08.10.2025
Reagensi, izuzev za transfuziju | 404-1-110/24-44 | 272 | Reagensi za analizator za elektrolite Balio Auto Basic Na K Cl Ca | 8 | Hloridna Elektroda | RGN233550 | komad | 1 komad | Balio Diagnostics, GMT SAS | Hloridna Elektroda | 67045 | 20% | Labteh d.o.o. | 105-13/24 | 08.10.2024 | 08.10.2025
Reagensi, izuzev za transfuziju | 404-1-110/24-44 | 272 | Reagensi za analizator za elektrolite Balio Auto Basic Na K Cl Ca | 9 | Kalcijum Elektroda | RGN233551 | komad | 1 komad | Balio Diagnostics, GMT SAS | Kalcijum Elektroda | 67045 | 20% | Labteh d.o.o. | 105-13/24 | 08.10.2024 | 08.10.2025
Reagensi, izuzev za transfuziju | 404-1-110/24-44 | 272 | Reagensi za analizator za elektrolite Balio Auto Basic Na K Cl Ca | 10 | Litijum Elektroda | RGN233552 | komad | 1 komad | Balio Diagnostics, GMT SAS | Litijum Elektroda | 153824 | 20% | Labteh d.o.o. | 105-13/24 | 08.10.2024 | 08.10.2025
Reagensi, izuzev za transfuziju | 404-1-110/24-44 | 273 | Reagensi i potrošni materijal za biohemijski analizator Automatic Chemistry Analyzer URIT-8210, CA200, CA640 proizvođača URIT | 1 | ANTI-STREPTOLYSIN (O) / turbidimetric immunoassay | RGN221278 | pakovanje | 2 x 35 + 1 x 10 ml = 80ml | Vitromed srl | ANTI-STREPTOLYSIN (O) / turbidimetric immunoassay | 24000 | 20% | Elta 90 MS d.o.o. | 105-7/24 | 08.10.2024 | 08.10.2025
Reagensi, izuzev za transfuziju | 404-1-110/24-44 | 273 | Reagensi i potrošni materijal za biohemijski analizator Automatic Chemistry Analyzer URIT-8210, CA200, CA640 proizvođača URIT | 2 | C-REACTIVE PROTEIN / turbidimetric immunoassay | RGN221279 | pakovanje | 2 x 40 + 1 x 8 ml = 88ml | Vitromed srl | C-REACTIVE PROTEIN / turbidimetric immunoassay | 10100 | 20% | Elta 90 MS d.o.o. | 105-7/24 | 08.10.2024 | 08.10.2025
Reagensi, izuzev za transfuziju | 404-1-110/24-44 | 273 | Reagensi i potrošni materijal za biohemijski analizator Automatic Chemistry Analyzer URIT-8210, CA200, CA640 proizvođača URIT | 3 | RHEUMATOID FACTOR / turbidimetric immunoassay | RGN221280 | pakovanje | 1 x 50 + 1 x 10 ml = 60ml | Vitromed srl | RHEUMATOID FACTOR / turbidimetric immunoassay | 25000 | 20% | Elta 90 MS d.o.o. | 105-7/24 | 08.10.2024 | 08.10.2025
Reagensi, izuzev za transfuziju | 404-1-110/24-44 | 273 | Reagensi i potrošni materijal za biohemijski analizator Automatic Chemistry Analyzer URIT-8210, CA200, CA640 proizvođača URIT | 4 | COMPLEMENT C3 / turbidimetric immunoassay | RGN221281 | pakovanje | 2 x 30 + 1 x 9 ml = 69ml | Vitromed srl | COMPLEMENT C3 / turbidimetric immunoassay | 6200 | 20% | Elta 90 MS d.o.o. | 105-7/24 | 08.10.2024 | 08.10.2025
Reagensi, izuzev za transfuziju | 404-1-110/24-44 | 273 | Reagensi i potrošni materijal za biohemijski analizator Automatic Chemistry Analyzer URIT-8210, CA200, CA640 proizvođača URIT | 5 | COMPLEMENT C4 / turbidimetric immunoassay | RGN221282 | pakovanje | 2 x 30 + 1 x 9 ml = 69ml | Vitromed srl | COMPLEMENT C4 / turbidimetric immunoassay | 6200 | 20% | Elta 90 MS d.o.o. | 105-7/24 | 08.10.2024 | 08.10.2025
Reagensi, izuzev za transfuziju | 404-1-110/24-44 | 273 | Reagensi i potrošni materijal za biohemijski analizator Automatic Chemistry Analyzer URIT-8210, CA200, CA640 proizvođača URIT | 6 | Ig G / turbidimetric immunoassay | RGN221283 | pakovanje | 1 x 40 + 1 x 9 ml = 49ml | Vitromed srl | Ig G / turbidimetric immunoassay | 11500 | 20% | Elta 90 MS d.o.o. | 105-7/24 | 08.10.2024 | 08.10.2025
Reagensi, izuzev za transfuziju | 404-1-110/24-44 | 273 | Reagensi i potrošni materijal za biohemijski analizator Automatic Chemistry Analyzer URIT-8210, CA200, CA640 proizvođača URIT | 7 | Ig A / turbidimetric immunoassay | RGN221284 | pakovanje | 1 x 50 + 1 x 9 ml = 59ml | Vitromed srl | Ig A / turbidimetric immunoassay | 8800 | 20% | Elta 90 MS d.o.o. | 105-7/24 | 08.10.2024 | 08.10.2025
Reagensi, izuzev za transfuziju | 404-1-110/24-44 | 273 | Reagensi i potrošni materijal za biohemijski analizator Automatic Chemistry Analyzer URIT-8210, CA200, CA640 proizvođača URIT | 8 | Ig M / turbidimetric immunoassay | RGN221285 | pakovanje | 2 x 35 + 1 x 9 ml = 79ml | Vitromed srl | Ig M / turbidimetric immunoassay | 8800 | 20% | Elta 90 MS d.o.o. | 105-7/24 | 08.10.2024 | 08.10.2025
Reagensi, izuzev za transfuziju | 404-1-110/24-44 | 273 | Reagensi i potrošni materijal za biohemijski analizator Automatic Chemistry Analyzer URIT-8210, CA200, CA640 proizvođača URIT | 9 | Transferrin / turbidimetric immunoassay | RGN221286 | pakovanje | 1 x 50 + 1 x 5 ml = 55ml | Vitromed srl | Transferrin / turbidimetric immunoassay | 17000 | 20% | Elta 90 MS d.o.o. | 105-7/24 | 08.10.2024 | 08.10.2025
Reagensi, izuzev za transfuziju | 404-1-110/24-44 | 273 | Reagensi i potrošni materijal za biohemijski analizator Automatic Chemistry Analyzer URIT-8210, CA200, CA640 proizvođača URIT | 10 | Microalbumin / turbidimetric immunoassay | RGN221287 | pakovanje | 1 x 51 + 1 x 9 ml = 60ml | Vitromed srl | Microalbumin / turbidimetric immunoassay | 9500 | 20% | Elta 90 MS d.o.o. | 105-7/24 | 08.10.2024 | 08.10.2025
Reagensi, izuzev za transfuziju | 404-1-110/24-44 | 273 | Reagensi i potrošni materijal za biohemijski analizator Automatic Chemistry Analyzer URIT-8210, CA200, CA640 proizvođača URIT | 11 | HbA1c / turbidimetric immunoassay | RGN221288 | pakovanje | 1 x 50 + 1 x 10 ml = 60ml | Vitromed srl | HbA1c / turbidimetric immunoassay | 62000 | 20% | Elta 90 MS d.o.o. | 105-7/24 | 08.10.2024 | 08.10.2025
Reagensi, izuzev za transfuziju | 404-1-110/24-44 | 273 | Reagensi i potrošni materijal za biohemijski analizator Automatic Chemistry Analyzer URIT-8210, CA200, CA640 proizvođača URIT | 12 | VITRO-STANDARD ASL / Standard set 4 levels | RGN221289 | pakovanje | 4 x 1 ml | Vitromed srl | VITRO-STANDARD ASL / Standard set 4 levels | 14200 | 20% | Elta 90 MS d.o.o. | 105-7/24 | 08.10.2024 | 08.10.2025
Reagensi, izuzev za transfuziju | 404-1-110/24-44 | 273 | Reagensi i potrošni materijal za biohemijski analizator Automatic Chemistry Analyzer URIT-8210, CA200, CA640 proizvođača URIT | 13 | VITRO-STANDARD CRP / Standard set 5 levels | RGN221290 | pakovanje | 5 x 1 ml | Vitromed srl | VITRO-STANDARD CRP / Standard set 5 levels | 19700 | 20% | Elta 90 MS d.o.o. | 105-7/24 | 08.10.2024 | 08.10.2025
Reagensi, izuzev za transfuziju | 404-1-110/24-44 | 273 | Reagensi i potrošni materijal za biohemijski analizator Automatic Chemistry Analyzer URIT-8210, CA200, CA640 proizvođača URIT | 14 | VITRO-STANDARD RF / Standard set 5 levels | RGN221291 | pakovanje | 5 x 1 ml | Vitromed srl | VITRO-STANDARD RF / Standard set 5 levels | 18000 | 20% | Elta 90 MS d.o.o. | 105-7/24 | 08.10.2024 | 08.10.2025
Reagensi, izuzev za transfuziju | 404-1-110/24-44 | 273 | Reagensi i potrošni materijal za biohemijski analizator Automatic Chemistry Analyzer URIT-8210, CA200, CA640 proizvođača URIT | 15 | VITRO-STANDARD MAL / Standard set 5 levels | RGN221292 | pakovanje | 5 x 1 ml | Vitromed srl | VITRO-STANDARD MAL / Standard set 5 levels | 7800 | 20% | Elta 90 MS d.o.o. | 105-7/24 | 08.10.2024 | 08.10.2025
Reagensi, izuzev za transfuziju | 404-1-110/24-44 | 273 | Reagensi i potrošni materijal za biohemijski analizator Automatic Chemistry Analyzer URIT-8210, CA200, CA640 proizvođača URIT | 16 | VITRO-STANDARD MultiProtein / Standard set 5 levels (IgG, IgM, IgA, C3, C4, TRF) | RGN221293 | pakovanje | 5 x 1 ml | Vitromed srl | VITRO-STANDARD MultiProtein / Standard set 5 levels (IgG, IgM, IgA, C3, C4, TRF) | 17000 | 20% | Elta 90 MS d.o.o. | 105-7/24 | 08.10.2024 | 08.10.2025
Reagensi, izuzev za transfuziju | 404-1-110/24-44 | 273 | Reagensi i potrošni materijal za biohemijski analizator Automatic Chemistry Analyzer URIT-8210, CA200, CA640 proizvođača URIT | 17 | VITRO-STANDARD HbA1c / Standard set 4 levels | RGN221294 | pakovanje | 4 x 0.5 ml | Vitromed srl | VITRO-STANDARD HbA1c / Standard set 4 levels | 17600 | 20% | Elta 90 MS d.o.o. | 105-7/24 | 08.10.2024 | 08.10.2025
Reagensi, izuzev za transfuziju | 404-1-110/24-44 | 273 | Reagensi i potrošni materijal za biohemijski analizator Automatic Chemistry Analyzer URIT-8210, CA200, CA640 proizvođača URIT | 18 | VITRO-CON SerumProtein L / Serum proteins control low (ASLO, CRP, RF, IgG, IgM, IgA, C3, C4, TRF) | RGN221295 | pakovanje | 1 x 1 ml | Vitromed srl | VITRO-CON SerumProtein L / Serum proteins control low (ASLO, CRP, RF, IgG, IgM, IgA, C3, C4, TRF) | 6800 | 20% | Elta 90 MS d.o.o. | 105-7/24 | 08.10.2024 | 08.10.2025
Reagensi, izuzev za transfuziju | 404-1-110/24-44 | 273 | Reagensi i potrošni materijal za biohemijski analizator Automatic Chemistry Analyzer URIT-8210, CA200, CA640 proizvođača URIT | 19 | VITRO-CON SerumProtein H / Serum proteins Control high (ASLO, CRP, RF, IgG, IgM, IgA, C3, C4, TRF) | RGN221296 | pakovanje | 1 x 1 ml | Vitromed srl | VITRO-CON SerumProtein H / Serum proteins Control high (ASLO, CRP, RF, IgG, IgM, IgA, C3, C4, TRF) | 6800 | 20% | Elta 90 MS d.o.o. | 105-7/24 | 08.10.2024 | 08.10.2025
Reagensi, izuzev za transfuziju | 404-1-110/24-44 | 273 | Reagensi i potrošni materijal za biohemijski analizator Automatic Chemistry Analyzer URIT-8210, CA200, CA640 proizvođača URIT | 20 | VITRO-CON MAL / Microalbumin control | RGN221297 | pakovanje | 1 x 1 ml | Vitromed srl | VITRO-CON MAL / Microalbumin control High | 2000 | 20% | Elta 90 MS d.o.o. | 105-7/24 | 08.10.2024 | 08.10.2025
Reagensi, izuzev za transfuziju | 404-1-110/24-44 | 273 | Reagensi i potrošni materijal za biohemijski analizator Automatic Chemistry Analyzer URIT-8210, CA200, CA640 proizvođača URIT | 21 | VITRO-CON MAL L / Microalbumin control low | RGN221298 | pakovanje | 1 x 1 ml | Vitromed srl | VITRO-CON MAL L / Microalbumin control low | 2000 | 20% | Elta 90 MS d.o.o. | 105-7/24 | 08.10.2024 | 08.10.2025
Reagensi, izuzev za transfuziju | 404-1-110/24-44 | 273 | Reagensi i potrošni materijal za biohemijski analizator Automatic Chemistry Analyzer URIT-8210, CA200, CA640 proizvođača URIT | 22 | VITRO-CON HbA1c L / HbA1c control low | RGN221299 | pakovanje | 1 x 0.5 ml | Vitromed srl | VITRO-CON HbA1c L / HbA1c control low | 18900 | 20% | Elta 90 MS d.o.o. | 105-7/24 | 08.10.2024 | 08.10.2025
Reagensi, izuzev za transfuziju | 404-1-110/24-44 | 273 | Reagensi i potrošni materijal za biohemijski analizator Automatic Chemistry Analyzer URIT-8210, CA200, CA640 proizvođača URIT | 23 | VITRO-CON HbA1c H / HbA1c control high | RGN221300 | pakovanje | 1 x 0.5 ml | Vitromed srl | VITRO-CON HbA1c H / HbA1c control high | 18900 | 20% | Elta 90 MS d.o.o. | 105-7/24 | 08.10.2024 | 08.10.2025
Reagensi, izuzev za transfuziju | 404-1-110/24-44 | 273 | Reagensi i potrošni materijal za biohemijski analizator Automatic Chemistry Analyzer URIT-8210, CA200, CA640 proizvođača URIT | 24 | URIC ACID / uricase - PAP | RGN221301 | pakovanje | 8 x 50 = 400ml | Vitromed srl | URIC ACID / uricase - PAP | 5400 | 20% | Elta 90 MS d.o.o. | 105-7/24 | 08.10.2024 | 08.10.2025
Reagensi, izuzev za transfuziju | 404-1-110/24-44 | 273 | Reagensi i potrošni materijal za biohemijski analizator Automatic Chemistry Analyzer URIT-8210, CA200, CA640 proizvođača URIT | 25 | ALBUMIN / BCG | RGN221302 | pakovanje | 4 X 50 = 200ml | Vitromed srl | ALBUMIN / BCG | 2700 | 20% | Elta 90 MS d.o.o. | 105-7/24 | 08.10.2024 | 08.10.2025
Reagensi, izuzev za transfuziju | 404-1-110/24-44 | 273 | Reagensi i potrošni materijal za biohemijski analizator Automatic Chemistry Analyzer URIT-8210, CA200, CA640 proizvođača URIT | 26 | AMYLASE / CNPG3 | RGN221303 | pakovanje | 4 X 50 = 200ml | Vitromed srl | AMYLASE / CNPG3 | 22400 | 20% | Elta 90 MS d.o.o. | 105-7/24 | 08.10.2024 | 08.10.2025
Reagensi, izuzev za transfuziju | 404-1-110/24-44 | 273 | Reagensi i potrošni materijal za biohemijski analizator Automatic Chemistry Analyzer URIT-8210, CA200, CA640 proizvođača URIT | 27 | BILIRUBIN TOTAL/ diazo - sulfanilic acid | RGN221304 | pakovanje | 4 x 40 + 2 x 20 | Vitromed srl | BILIRUBIN TOTAL/ diazo - sulfanilic acid | 7500 | 20% | Elta 90 MS d.o.o. | 105-7/24 | 08.10.2024 | 08.10.2025
Reagensi, izuzev za transfuziju | 404-1-110/24-44 | 273 | Reagensi i potrošni materijal za biohemijski analizator Automatic Chemistry Analyzer URIT-8210, CA200, CA640 proizvođača URIT | 28 | BILIRUBIN DIRECT / diazo - sulfanilic acid | RGN221305 | pakovanje | 4 x 40 + 2 x 20 | Vitromed srl | BILIRUBIN DIRECT / diazo - sulfanilic acid | 8800 | 20% | Elta 90 MS d.o.o. | 105-7/24 | 08.10.2024 | 08.10.2025
Reagensi, izuzev za transfuziju | 404-1-110/24-44 | 273 | Reagensi i potrošni materijal za biohemijski analizator Automatic Chemistry Analyzer URIT-8210, CA200, CA640 proizvođača URIT | 29 | CALCIUM / Arsenazo | RGN221306 | pakovanje | 8 x 50 = 400ml | Vitromed srl | CALCIUM / Arsenazo | 7500 | 20% | Elta 90 MS d.o.o. | 105-7/24 | 08.10.2024 | 08.10.2025
Reagensi, izuzev za transfuziju | 404-1-110/24-44 | 273 | Reagensi i potrošni materijal za biohemijski analizator Automatic Chemistry Analyzer URIT-8210, CA200, CA640 proizvođača URIT | 30 | CK-MB / DGKC / IFCC | RGN221307 | pakovanje | 4 x 40 + 2 x 20 | Vitromed srl | CK-MB / DGKC / IFCC | 33900 | 20% | Elta 90 MS d.o.o. | 105-7/24 | 08.10.2024 | 08.10.2025
Reagensi, izuzev za transfuziju | 404-1-110/24-44 | 273 | Reagensi i potrošni materijal za biohemijski analizator Automatic Chemistry Analyzer URIT-8210, CA200, CA640 proizvođača URIT | 31 | CK-NAC / DGKC / IFCC | RGN221308 | pakovanje | 4 x 40 + 2 x 20 | Vitromed srl | CK-NAC / DGKC / IFCC | 11500 | 20% | Elta 90 MS d.o.o. | 105-7/24 | 08.10.2024 | 08.10.2025
Reagensi, izuzev za transfuziju | 404-1-110/24-44 | 273 | Reagensi i potrošni materijal za biohemijski analizator Automatic Chemistry Analyzer URIT-8210, CA200, CA640 proizvođača URIT | 32 | CHOLESTEROL / CHOD -PAP | RGN221309 | pakovanje | 8 x 50 = 400ml | Vitromed srl | CHOLESTEROL / CHOD -PAP | 5400 | 20% | Elta 90 MS d.o.o. | 105-7/24 | 08.10.2024 | 08.10.2025
Reagensi, izuzev za transfuziju | 404-1-110/24-44 | 273 | Reagensi i potrošni materijal za biohemijski analizator Automatic Chemistry Analyzer URIT-8210, CA200, CA640 proizvođača URIT | 33 | CHOLINESTERASE | RGN221310 | pakovanje | 5 x 50 + 1 x 50 = 300ml | Vitromed srl | CHOLINESTERASE | 11500 | 20% | Elta 90 MS d.o.o. | 105-7/24 | 08.10.2024 | 08.10.2025
Reagensi, izuzev za transfuziju | 404-1-110/24-44 | 273 | Reagensi i potrošni materijal za biohemijski analizator Automatic Chemistry Analyzer URIT-8210, CA200, CA640 proizvođača URIT | 34 | CRETININE / JAFFE | RGN221311 | pakovanje | 4 x 40 + 2 x 20 = 200 ml | Vitromed srl | CRETININE / JAFFE | 6300 | 20% | Elta 90 MS d.o.o. | 105-7/24 | 08.10.2024 | 08.10.2025
Reagensi, izuzev za transfuziju | 404-1-110/24-44 | 273 | Reagensi i potrošni materijal za biohemijski analizator Automatic Chemistry Analyzer URIT-8210, CA200, CA640 proizvođača URIT | 35 | IRON / FEROZINA | RGN221312 | pakovanje | 4 x 40 + 2 x 20 = 200 ml | Vitromed srl | IRON / FEROZINA | 4700 | 20% | Elta 90 MS d.o.o. | 105-7/24 | 08.10.2024 | 08.10.2025
Reagensi, izuzev za transfuziju | 404-1-110/24-44 | 273 | Reagensi i potrošni materijal za biohemijski analizator Automatic Chemistry Analyzer URIT-8210, CA200, CA640 proizvođača URIT | 36 | PHOSPHATASE ALKALINE / IFCC | RGN221313 | pakovanje | 4 x 40 + 2 x 20 = 200 ml | Vitromed srl | PHOSPHATASE ALKALINE / IFCC | 6300 | 20% | Elta 90 MS d.o.o. | 105-7/24 | 08.10.2024 | 08.10.2025
Reagensi, izuzev za transfuziju | 404-1-110/24-44 | 273 | Reagensi i potrošni materijal za biohemijski analizator Automatic Chemistry Analyzer URIT-8210, CA200, CA640 proizvođača URIT | 37 | PHOSPHOR | RGN221314 | pakovanje | 4 X 50 = 200ml | Vitromed srl | PHOSPHOR | 2700 | 20% | Elta 90 MS d.o.o. | 105-7/24 | 08.10.2024 | 08.10.2025
Reagensi, izuzev za transfuziju | 404-1-110/24-44 | 273 | Reagensi i potrošni materijal za biohemijski analizator Automatic Chemistry Analyzer URIT-8210, CA200, CA640 proizvođača URIT | 38 | γ-GT / IFCC | RGN221315 | pakovanje | 4 x 40 + 2 x 20 = 200 ml | Vitromed srl | γ-GT / IFCC | 5400 | 20% | Elta 90 MS d.o.o. | 105-7/24 | 08.10.2024 | 08.10.2025
Reagensi, izuzev za transfuziju | 404-1-110/24-44 | 273 | Reagensi i potrošni materijal za biohemijski analizator Automatic Chemistry Analyzer URIT-8210, CA200, CA640 proizvođača URIT | 39 | GLUCOSE / GHOD - PAP | RGN221316 | pakovanje | 8 x 50 = 400ml | Vitromed srl | GLUCOSE / GHOD - PAP | 3400 | 20% | Elta 90 MS d.o.o. | 105-7/24 | 08.10.2024 | 08.10.2025
Reagensi, izuzev za transfuziju | 404-1-110/24-44 | 273 | Reagensi i potrošni materijal za biohemijski analizator Automatic Chemistry Analyzer URIT-8210, CA200, CA640 proizvođača URIT | 40 | ASAT (GOT) / IFCC | RGN221317 | pakovanje | 4 x 40 + 2 x 20 = 200 ml | Vitromed srl | ASAT (GOT) / IFCC | 7600 | 20% | Elta 90 MS d.o.o. | 105-7/24 | 08.10.2024 | 08.10.2025
Reagensi, izuzev za transfuziju | 404-1-110/24-44 | 273 | Reagensi i potrošni materijal za biohemijski analizator Automatic Chemistry Analyzer URIT-8210, CA200, CA640 proizvođača URIT | 41 | ALAT (GPT) / IFCC | RGN221318 | pakovanje | 4 x 40 + 2 x 20 = 200 ml | Vitromed srl | ALAT (GPT) / IFCC | 7600 | 20% | Elta 90 MS d.o.o. | 105-7/24 | 08.10.2024 | 08.10.2025
Reagensi, izuzev za transfuziju | 404-1-110/24-44 | 273 | Reagensi i potrošni materijal za biohemijski analizator Automatic Chemistry Analyzer URIT-8210, CA200, CA640 proizvođača URIT | 42 | HDL CHOLESTEROL / DIRECT | RGN221319 | pakovanje | 3 x 50 + 1 x 50 = 200ml | Vitromed srl | HDL CHOLESTEROL / DIRECT | 23600 | 20% | Elta 90 MS d.o.o. | 105-7/24 | 08.10.2024 | 08.10.2025
Reagensi, izuzev za transfuziju | 404-1-110/24-44 | 273 | Reagensi i potrošni materijal za biohemijski analizator Automatic Chemistry Analyzer URIT-8210, CA200, CA640 proizvođača URIT | 43 | LDL CHOLESTEROL / DIRECT | RGN221320 | pakovanje | 3 x 50 + 1 x 50 = 200ml | Vitromed srl | LDL CHOLESTEROL / DIRECT | 37200 | 20% | Elta 90 MS d.o.o. | 105-7/24 | 08.10.2024 | 08.10.2025
Reagensi, izuzev za transfuziju | 404-1-110/24-44 | 273 | Reagensi i potrošni materijal za biohemijski analizator Automatic Chemistry Analyzer URIT-8210, CA200, CA640 proizvođača URIT | 44 | LDH-P / DGKC | RGN221321 | pakovanje | 4 x 40 + 2 x 20 = 200 ml | Vitromed srl | LDH-P / DGKC | 6300 | 20% | Elta 90 MS d.o.o. | 105-7/24 | 08.10.2024 | 08.10.2025
Reagensi, izuzev za transfuziju | 404-1-110/24-44 | 273 | Reagensi i potrošni materijal za biohemijski analizator Automatic Chemistry Analyzer URIT-8210, CA200, CA640 proizvođača URIT | 45 | MAGNESIUM / XYLIDYL BLUE | RGN221322 | pakovanje | 8 x 50 = 400ml | Vitromed srl | MAGNESIUM / XYLIDYL BLUE | 6300 | 20% | Elta 90 MS d.o.o. | 105-7/24 | 08.10.2024 | 08.10.2025
Reagensi, izuzev za transfuziju | 404-1-110/24-44 | 273 | Reagensi i potrošni materijal za biohemijski analizator Automatic Chemistry Analyzer URIT-8210, CA200, CA640 proizvođača URIT | 46 | POTASSIUM / ENZYMATIC | RGN221323 | pakovanje | 1 x 40 + 1 x 10 = 50ml | Vitromed srl | POTASSIUM / ENZYMATIC | 22200 | 20% | Elta 90 MS d.o.o. | 105-7/24 | 08.10.2024 | 08.10.2025
Reagensi, izuzev za transfuziju | 404-1-110/24-44 | 273 | Reagensi i potrošni materijal za biohemijski analizator Automatic Chemistry Analyzer URIT-8210, CA200, CA640 proizvođača URIT | 47 | SODIUM / ENZYMATIC | RGN221324 | pakovanje | 1 x 40 + 1 x 20 = 60ml | Vitromed srl | SODIUM / ENZYMATIC | 22200 | 20% | Elta 90 MS d.o.o. | 105-7/24 | 08.10.2024 | 08.10.2025
Reagensi, izuzev za transfuziju | 404-1-110/24-44 | 273 | Reagensi i potrošni materijal za biohemijski analizator Automatic Chemistry Analyzer URIT-8210, CA200, CA640 proizvođača URIT | 48 | PROTEIN URINE-CSF/ | RGN221325 | pakovanje | 4 X 50 = 200ml | Vitromed srl | PROTEIN URINE-CSF/ | 5200 | 20% | Elta 90 MS d.o.o. | 105-7/24 | 08.10.2024 | 08.10.2025
Reagensi, izuzev za transfuziju | 404-1-110/24-44 | 273 | Reagensi i potrošni materijal za biohemijski analizator Automatic Chemistry Analyzer URIT-8210, CA200, CA640 proizvođača URIT | 49 | TOTAL PROTEIN / BIURET | RGN221326 | pakovanje | 8 x 50 = 400ml | Vitromed srl | TOTAL PROTEIN / BIURET | 10100 | 20% | Elta 90 MS d.o.o. | 105-7/24 | 08.10.2024 | 08.10.2025
Reagensi, izuzev za transfuziju | 404-1-110/24-44 | 273 | Reagensi i potrošni materijal za biohemijski analizator Automatic Chemistry Analyzer URIT-8210, CA200, CA640 proizvođača URIT | 50 | TRIGLYCERIDE / GPO-PAP | RGN221327 | pakovanje | 8 x 50 = 400ml | Vitromed srl | TRIGLYCERIDE / GPO-PAP | 15100 | 20% | Elta 90 MS d.o.o. | 105-7/24 | 08.10.2024 | 08.10.2025
Reagensi, izuzev za transfuziju | 404-1-110/24-44 | 273 | Reagensi i potrošni materijal za biohemijski analizator Automatic Chemistry Analyzer URIT-8210, CA200, CA640 proizvođača URIT | 51 | UREA / UREAZA-GLDH | RGN221328 | pakovanje | 4 x 40 + 2 x 20 = 200 ml | Vitromed srl | UREA / UREAZA-GLDH | 7600 | 20% | Elta 90 MS d.o.o. | 105-7/24 | 08.10.2024 | 08.10.2025
Reagensi, izuzev za transfuziju | 404-1-110/24-44 | 273 | Reagensi i potrošni materijal za biohemijski analizator Automatic Chemistry Analyzer URIT-8210, CA200, CA640 proizvođača URIT | 52 | VITRO-CAL Multiparametric calibrator | RGN221329 | pakovanje | 3 ml | Vitromed srl | VITRO-CAL Multiparametric calibrator | 4500 | 20% | Elta 90 MS d.o.o. | 105-7/24 | 08.10.2024 | 08.10.2025
Reagensi, izuzev za transfuziju | 404-1-110/24-44 | 273 | Reagensi i potrošni materijal za biohemijski analizator Automatic Chemistry Analyzer URIT-8210, CA200, CA640 proizvođača URIT | 53 | VITRO-CON N Multiparametric assayes normal control sera | RGN221330 | pakovanje | 5 ml | Vitromed srl | VITRO-CON N Multiparametric assayes normal control sera | 8800 | 20% | Elta 90 MS d.o.o. | 105-7/24 | 08.10.2024 | 08.10.2025
Reagensi, izuzev za transfuziju | 404-1-110/24-44 | 273 | Reagensi i potrošni materijal za biohemijski analizator Automatic Chemistry Analyzer URIT-8210, CA200, CA640 proizvođača URIT | 54 | VITRO-CON P Multiparametric assayes abnormal control sera | RGN221331 | pakovanje | 5 ml | Vitromed srl | VITRO-CON P Multiparametric assayes abnormal control sera | 8800 | 20% | Elta 90 MS d.o.o. | 105-7/24 | 08.10.2024 | 08.10.2025
Reagensi, izuzev za transfuziju | 404-1-110/24-44 | 273 | Reagensi i potrošni materijal za biohemijski analizator Automatic Chemistry Analyzer URIT-8210, CA200, CA640 proizvođača URIT | 55 | ALKALINE CLEAN FOR URIT ANALYZERS | RGN221332 | pakovanje | 1000ml | Urit Medical Electronic Co., Ltd | ALKALINE CLEAN FOR URIT ANALYZERS | 13700 | 20% | Elta 90 MS d.o.o. | 105-7/24 | 08.10.2024 | 08.10.2025
Reagensi, izuzev za transfuziju | 404-1-110/24-44 | 273 | Reagensi i potrošni materijal za biohemijski analizator Automatic Chemistry Analyzer URIT-8210, CA200, CA640 proizvođača URIT | 56 | Vitro-CAL Lipid HDL/ LDL | RGN233553 | pakovanje | 1 x 1 ml | Vitromed srl | Vitro-CAL Lipid HDL/ LDL | 17300 | 20% | Elta 90 MS d.o.o. | 105-7/24 | 08.10.2024 | 08.10.2025
Reagensi, izuzev za transfuziju | 404-1-110/24-44 | 273 | Reagensi i potrošni materijal za biohemijski analizator Automatic Chemistry Analyzer URIT-8210, CA200, CA640 proizvođača URIT | 57 | Vitro lipid control set | RGN233554 | pakovanje | 3 x 3 ml | Vitromed srl | Vitro lipid control set | 19700 | 20% | Elta 90 MS d.o.o. | 105-7/24 | 08.10.2024 | 08.10.2025
Reagensi, izuzev za transfuziju | 404-1-110/24-44 | 273 | Reagensi i potrošni materijal za biohemijski analizator Automatic Chemistry Analyzer URIT-8210, CA200, CA640 proizvođača URIT | 58 | Vitro CK-MB calibrator | RGN233555 | pakovanje | 1 x 1 ml | Vitromed srl | Vitro CK-MB calibrator | 15800 | 20% | Elta 90 MS d.o.o. | 105-7/24 | 08.10.2024 | 08.10.2025
Reagensi, izuzev za transfuziju | 404-1-110/24-44 | 273 | Reagensi i potrošni materijal za biohemijski analizator Automatic Chemistry Analyzer URIT-8210, CA200, CA640 proizvođača URIT | 59 | Vitro Ck-MB control set | RGN233556 | pakovanje | 2 x 5 ml | Vitromed srl | Vitro Ck-MB control set | 23200 | 20% | Elta 90 MS d.o.o. | 105-7/24 | 08.10.2024 | 08.10.2025
Reagensi, izuzev za transfuziju | 404-1-110/24-44 | 273 | Reagensi i potrošni materijal za biohemijski analizator Automatic Chemistry Analyzer URIT-8210, CA200, CA640 proizvođača URIT | 60 | Vitro Sodium Control Set | RGN233557 | pakovanje | 2 x 3 ml | Vitromed srl | Vitro Sodium Control Set | 22400 | 20% | Elta 90 MS d.o.o. | 105-7/24 | 08.10.2024 | 08.10.2025
Reagensi, izuzev za transfuziju | 404-1-110/24-44 | 273 | Reagensi i potrošni materijal za biohemijski analizator Automatic Chemistry Analyzer URIT-8210, CA200, CA640 proizvođača URIT | 61 | Vitro Potassium Control Set | RGN233558 | pakovanje | 2 x 3 ml | Vitromed srl | Vitro Potassium Control Set | 22400 | 20% | Elta 90 MS d.o.o. | 105-7/24 | 08.10.2024 | 08.10.2025
Reagensi, izuzev za transfuziju | 404-1-110/24-44 | 273 | Reagensi i potrošni materijal za biohemijski analizator Automatic Chemistry Analyzer URIT-8210, CA200, CA640 proizvođača URIT | 62 | Halogena lampa | RGN233559 | komad | 1 komad | Urit Medical Electronic Co., Ltd | Auto chemistry Lamp | 40000 | 20% | Elta 90 MS d.o.o. | 105-7/24 | 08.10.2024 | 08.10.2025
Reagensi, izuzev za transfuziju | 404-1-110/24-44 | 273 | Reagensi i potrošni materijal za biohemijski analizator Automatic Chemistry Analyzer URIT-8210, CA200, CA640 proizvođača URIT | 63 | Radno reakcione kivete za aparat URIT 8210 | RGN233560 | pakovanje | 90 kom | Urit Medical Electronic Co., Ltd | Cuvettes assembly Urit | 109000 | 20% | Elta 90 MS d.o.o. | 105-7/24 | 08.10.2024 | 08.10.2025
Reagensi, izuzev za transfuziju | 404-1-110/24-44 | 273 | Reagensi i potrošni materijal za biohemijski analizator Automatic Chemistry Analyzer URIT-8210, CA200, CA640 proizvođača URIT | 64 | C-REACTIVE PROTEIN | RGN233561 | pakovanje | 50 ml | Bionalityca doo | C-REACTIVE PROTEIN | 10900 | 20% | Elta 90 MS d.o.o. | 105-7/24 | 08.10.2024 | 08.10.2025
Reagensi, izuzev za transfuziju | 404-1-110/24-44 | 273 | Reagensi i potrošni materijal za biohemijski analizator Automatic Chemistry Analyzer URIT-8210, CA200, CA640 proizvođača URIT | 65 | RHEUMATOID FACTOR | RGN233562 | pakovanje | 50 ml | Bionalityca doo | RHEUMATOID FACTOR | 10300 | 20% | Elta 90 MS d.o.o. | 105-7/24 | 08.10.2024 | 08.10.2025
Reagensi, izuzev za transfuziju | 404-1-110/24-44 | 273 | Reagensi i potrošni materijal za biohemijski analizator Automatic Chemistry Analyzer URIT-8210, CA200, CA640 proizvođača URIT | 66 | Transferrin TIA | RGN233563 | pakovanje | 50 ml | Bionalityca doo | Transferrin TIA | 20000 | 20% | Elta 90 MS d.o.o. | 105-7/24 | 08.10.2024 | 08.10.2025
Reagensi, izuzev za transfuziju | 404-1-110/24-44 | 273 | Reagensi i potrošni materijal za biohemijski analizator Automatic Chemistry Analyzer URIT-8210, CA200, CA640 proizvođača URIT | 67 | HbA1c aglutinacija latex čestica | RGN233564 | pakovanje | 40ml | Bionalityca doo | HbA1c aglutinacija latex čestica | 51300 | 20% | Elta 90 MS d.o.o. | 105-7/24 | 08.10.2024 | 08.10.2025
Reagensi, izuzev za transfuziju | 404-1-110/24-44 | 273 | Reagensi i potrošni materijal za biohemijski analizator Automatic Chemistry Analyzer URIT-8210, CA200, CA640 proizvođača URIT | 68 | Lizir za HbA1C | RGN233565 | pakovanje | 200ml | Bionalityca doo | Lizir za HbA1C | 2100 | 20% | Elta 90 MS d.o.o. | 105-7/24 | 08.10.2024 | 08.10.2025
Reagensi, izuzev za transfuziju | 404-1-110/24-44 | 273 | Reagensi i potrošni materijal za biohemijski analizator Automatic Chemistry Analyzer URIT-8210, CA200, CA640 proizvođača URIT | 69 | CRP kalibrator | RGN233566 | pakovanje | 4x1ml | Bionalityca doo | CRP kalibrator | 13700 | 20% | Elta 90 MS d.o.o. | 105-7/24 | 08.10.2024 | 08.10.2025
Reagensi, izuzev za transfuziju | 404-1-110/24-44 | 273 | Reagensi i potrošni materijal za biohemijski analizator Automatic Chemistry Analyzer URIT-8210, CA200, CA640 proizvođača URIT | 70 | RF Kalibrator | RGN233567 | pakovanje | 1 x 2ml | Bionalityca doo | RF Kalibrator | 5100 | 20% | Elta 90 MS d.o.o. | 105-7/24 | 08.10.2024 | 08.10.2025
Reagensi, izuzev za transfuziju | 404-1-110/24-44 | 273 | Reagensi i potrošni materijal za biohemijski analizator Automatic Chemistry Analyzer URIT-8210, CA200, CA640 proizvođača URIT | 71 | HbA1C Calibrator set | RGN233568 | pakovanje | 5x0.5 ml | Bionalityca doo | HbA1C Calibrator set | 17100 | 20% | Elta 90 MS d.o.o. | 105-7/24 | 08.10.2024 | 08.10.2025
Reagensi, izuzev za transfuziju | 404-1-110/24-44 | 273 | Reagensi i potrošni materijal za biohemijski analizator Automatic Chemistry Analyzer URIT-8210, CA200, CA640 proizvođača URIT | 72 | ASO/CRP/RF komtola L | RGN233569 | pakovanje | 1 x 1 ml | Bionalityca doo | ASO/CRP/RF komtola L | 3800 | 20% | Elta 90 MS d.o.o. | 105-7/24 | 08.10.2024 | 08.10.2025
Reagensi, izuzev za transfuziju | 404-1-110/24-44 | 273 | Reagensi i potrošni materijal za biohemijski analizator Automatic Chemistry Analyzer URIT-8210, CA200, CA640 proizvođača URIT | 73 | ASO/CRP/RF komtola H | RGN233570 | pakovanje | 1 x 1 ml | Bionalityca doo | ASO/CRP/RF komtola H | 4500 | 20% | Elta 90 MS d.o.o. | 105-7/24 | 08.10.2024 | 08.10.2025
Reagensi, izuzev za transfuziju | 404-1-110/24-44 | 273 | Reagensi i potrošni materijal za biohemijski analizator Automatic Chemistry Analyzer URIT-8210, CA200, CA640 proizvođača URIT | 74 | HbA1C kontrola set | RGN233571 | pakovanje | 2 x 0.5 ml | Bionalityca doo | HbA1C kontrola set | 10800 | 20% | Elta 90 MS d.o.o. | 105-7/24 | 08.10.2024 | 08.10.2025
Reagensi, izuzev za transfuziju | 404-1-110/24-44 | 273 | Reagensi i potrošni materijal za biohemijski analizator Automatic Chemistry Analyzer URIT-8210, CA200, CA640 proizvođača URIT | 75 | Mokraćna kiselina TBHBA hromogen | RGN233572 | pakovanje | 250 ml | Bionalityca doo | Mokraćna kiselina TBHBA hromogen | 5500 | 20% | Elta 90 MS d.o.o. | 105-7/24 | 08.10.2024 | 08.10.2025
Reagensi, izuzev za transfuziju | 404-1-110/24-44 | 273 | Reagensi i potrošni materijal za biohemijski analizator Automatic Chemistry Analyzer URIT-8210, CA200, CA640 proizvođača URIT | 76 | ALBUMIN / BCG | RGN233573 | pakovanje | 2 x 100 ml | Bionalityca doo | ALBUMIN / BCG | 2100 | 20% | Elta 90 MS d.o.o. | 105-7/24 | 08.10.2024 | 08.10.2025
Reagensi, izuzev za transfuziju | 404-1-110/24-44 | 273 | Reagensi i potrošni materijal za biohemijski analizator Automatic Chemistry Analyzer URIT-8210, CA200, CA640 proizvođača URIT | 77 | Amilaza CNPG3 | RGN233574 | pakovanje | 100ml | Bionalityca doo | Amilaza CNPG3 | 11500 | 20% | Elta 90 MS d.o.o. | 105-7/24 | 08.10.2024 | 08.10.2025
Reagensi, izuzev za transfuziju | 404-1-110/24-44 | 273 | Reagensi i potrošni materijal za biohemijski analizator Automatic Chemistry Analyzer URIT-8210, CA200, CA640 proizvođača URIT | 78 | Bilirubin ukupan DPD | RGN233575 | pakovanje | 250ml | Bionalityca doo | Bilirubin ukupan DPD | 5500 | 20% | Elta 90 MS d.o.o. | 105-7/24 | 08.10.2024 | 08.10.2025
Reagensi, izuzev za transfuziju | 404-1-110/24-44 | 273 | Reagensi i potrošni materijal za biohemijski analizator Automatic Chemistry Analyzer URIT-8210, CA200, CA640 proizvođača URIT | 79 | Bilirubin direktan DPD | RGN233576 | pakovanje | 250ml | Bionalityca doo | Bilirubin direktan DPD | 6000 | 20% | Elta 90 MS d.o.o. | 105-7/24 | 08.10.2024 | 08.10.2025
Reagensi, izuzev za transfuziju | 404-1-110/24-44 | 273 | Reagensi i potrošni materijal za biohemijski analizator Automatic Chemistry Analyzer URIT-8210, CA200, CA640 proizvođača URIT | 80 | Kalcijum Arsenazo III | RGN233577 | pakovanje | 2 x 100 ml | Bionalityca doo | Kalcijum Arsenazo III | 4500 | 20% | Elta 90 MS d.o.o. | 105-7/24 | 08.10.2024 | 08.10.2025
Reagensi, izuzev za transfuziju | 404-1-110/24-44 | 273 | Reagensi i potrošni materijal za biohemijski analizator Automatic Chemistry Analyzer URIT-8210, CA200, CA640 proizvođača URIT | 81 | CK-MB Imunoinhibicija | RGN233578 | pakovanje | 125ml | Bionalityca doo | CK-MB Imunoinhibicija | 20600 | 20% | Elta 90 MS d.o.o. | 105-7/24 | 08.10.2024 | 08.10.2025
Reagensi, izuzev za transfuziju | 404-1-110/24-44 | 273 | Reagensi i potrošni materijal za biohemijski analizator Automatic Chemistry Analyzer URIT-8210, CA200, CA640 proizvođača URIT | 82 | CK IFCC | RGN233579 | pakovanje | 125ml | Bionalityca doo | CK IFCC | 9200 | 20% | Elta 90 MS d.o.o. | 105-7/24 | 08.10.2024 | 08.10.2025
Reagensi, izuzev za transfuziju | 404-1-110/24-44 | 273 | Reagensi i potrošni materijal za biohemijski analizator Automatic Chemistry Analyzer URIT-8210, CA200, CA640 proizvođača URIT | 83 | Holesterol CHOD PAP | RGN233580 | pakovanje | 6 x 100 ml | Bionalityca doo | Holesterol CHOD PAP | 8900 | 20% | Elta 90 MS d.o.o. | 105-7/24 | 08.10.2024 | 08.10.2025
Reagensi, izuzev za transfuziju | 404-1-110/24-44 | 273 | Reagensi i potrošni materijal za biohemijski analizator Automatic Chemistry Analyzer URIT-8210, CA200, CA640 proizvođača URIT | 84 | Kreatinin JAFFE modifikivan metod | RGN233581 | pakovanje | 2 x 100 ml | Bionalityca doo | Kreatinin JAFFE modifikivan metod | 4000 | 20% | Elta 90 MS d.o.o. | 105-7/24 | 08.10.2024 | 08.10.2025
Reagensi, izuzev za transfuziju | 404-1-110/24-44 | 273 | Reagensi i potrošni materijal za biohemijski analizator Automatic Chemistry Analyzer URIT-8210, CA200, CA640 proizvođača URIT | 85 | Gvožđe feren | RGN233582 | pakovanje | 250ml | Bionalityca doo | Gvožđe feren | 6300 | 20% | Elta 90 MS d.o.o. | 105-7/24 | 08.10.2024 | 08.10.2025
Reagensi, izuzev za transfuziju | 404-1-110/24-44 | 273 | Reagensi i potrošni materijal za biohemijski analizator Automatic Chemistry Analyzer URIT-8210, CA200, CA640 proizvođača URIT | 86 | Alkalna fosfataza IFCC | RGN233583 | pakovanje | 250ml | Bionalityca doo | Alkalna fosfataza IFCC | 6200 | 20% | Elta 90 MS d.o.o. | 105-7/24 | 08.10.2024 | 08.10.2025
Reagensi, izuzev za transfuziju | 404-1-110/24-44 | 273 | Reagensi i potrošni materijal za biohemijski analizator Automatic Chemistry Analyzer URIT-8210, CA200, CA640 proizvođača URIT | 87 | Fosfor UV fosfomolibdat | RGN233584 | pakovanje | 2 x 100 ml | Bionalityca doo | Fosfor UV fosfomolibdat | 2400 | 20% | Elta 90 MS d.o.o. | 105-7/24 | 08.10.2024 | 08.10.2025
Reagensi, izuzev za transfuziju | 404-1-110/24-44 | 273 | Reagensi i potrošni materijal za biohemijski analizator Automatic Chemistry Analyzer URIT-8210, CA200, CA640 proizvođača URIT | 88 | GGT GLUPA carboxy | RGN233585 | pakovanje | 125ml | Bionalityca doo | GGT GLUPA carboxy | 4200 | 20% | Elta 90 MS d.o.o. | 105-7/24 | 08.10.2024 | 08.10.2025
Reagensi, izuzev za transfuziju | 404-1-110/24-44 | 273 | Reagensi i potrošni materijal za biohemijski analizator Automatic Chemistry Analyzer URIT-8210, CA200, CA640 proizvođača URIT | 89 | Glukoza GOD PAP | RGN233586 | pakovanje | 5 x 100 ml | Bionalityca doo | Glukoza GOD PAP | 3100 | 20% | Elta 90 MS d.o.o. | 105-7/24 | 08.10.2024 | 08.10.2025
Reagensi, izuzev za transfuziju | 404-1-110/24-44 | 273 | Reagensi i potrošni materijal za biohemijski analizator Automatic Chemistry Analyzer URIT-8210, CA200, CA640 proizvođača URIT | 90 | AST IFCC | RGN233587 | pakovanje | 250ml | Bionalityca doo | AST IFCC | 7200 | 20% | Elta 90 MS d.o.o. | 105-7/24 | 08.10.2024 | 08.10.2025
Reagensi, izuzev za transfuziju | 404-1-110/24-44 | 273 | Reagensi i potrošni materijal za biohemijski analizator Automatic Chemistry Analyzer URIT-8210, CA200, CA640 proizvođača URIT | 91 | ALT IFCC | RGN233588 | pakovanje | 250ml | Bionalityca doo | ALT IFCC | 7200 | 20% | Elta 90 MS d.o.o. | 105-7/24 | 08.10.2024 | 08.10.2025
Reagensi, izuzev za transfuziju | 404-1-110/24-44 | 273 | Reagensi i potrošni materijal za biohemijski analizator Automatic Chemistry Analyzer URIT-8210, CA200, CA640 proizvođača URIT | 92 | HDL Direktan | RGN233589 | pakovanje | 1 x 120 ml | Bionalityca doo | HDL Direktan | 21700 | 20% | Elta 90 MS d.o.o. | 105-7/24 | 08.10.2024 | 08.10.2025
Reagensi, izuzev za transfuziju | 404-1-110/24-44 | 273 | Reagensi i potrošni materijal za biohemijski analizator Automatic Chemistry Analyzer URIT-8210, CA200, CA640 proizvođača URIT | 93 | LDL Direktan | RGN233590 | pakovanje | 1 x 120 ml | Bionalityca doo | LDL Direktan | 34200 | 20% | Elta 90 MS d.o.o. | 105-7/24 | 08.10.2024 | 08.10.2025
Reagensi, izuzev za transfuziju | 404-1-110/24-44 | 273 | Reagensi i potrošni materijal za biohemijski analizator Automatic Chemistry Analyzer URIT-8210, CA200, CA640 proizvođača URIT | 94 | LDH Piruvat | RGN233591 | pakovanje | 250ml | Bionalityca doo | LDH Piruvat | 6200 | 20% | Elta 90 MS d.o.o. | 105-7/24 | 08.10.2024 | 08.10.2025
Reagensi, izuzev za transfuziju | 404-1-110/24-44 | 273 | Reagensi i potrošni materijal za biohemijski analizator Automatic Chemistry Analyzer URIT-8210, CA200, CA640 proizvođača URIT | 95 | Magnezijum Xylidil Blue | RGN233592 | pakovanje | 2x100ml | Bionalityca doo | Magnezijum Xylidil Blue | 4300 | 20% | Elta 90 MS d.o.o. | 105-7/24 | 08.10.2024 | 08.10.2025
Reagensi, izuzev za transfuziju | 404-1-110/24-44 | 273 | Reagensi i potrošni materijal za biohemijski analizator Automatic Chemistry Analyzer URIT-8210, CA200, CA640 proizvođača URIT | 96 | Ukupni proteini Biuretska metoda | RGN233593 | pakovanje | 2x100ml | Bionalityca doo | Ukupni proteini Biuretska metoda | 3500 | 20% | Elta 90 MS d.o.o. | 105-7/24 | 08.10.2024 | 08.10.2025
Reagensi, izuzev za transfuziju | 404-1-110/24-44 | 273 | Reagensi i potrošni materijal za biohemijski analizator Automatic Chemistry Analyzer URIT-8210, CA200, CA640 proizvođača URIT | 97 | Trigliceridi GPO PAP | RGN233594 | pakovanje | 5x100ml | Bionalityca doo | Trigliceridi GPO PAP | 15400 | 20% | Elta 90 MS d.o.o. | 105-7/24 | 08.10.2024 | 08.10.2025
Reagensi, izuzev za transfuziju | 404-1-110/24-44 | 273 | Reagensi i potrošni materijal za biohemijski analizator Automatic Chemistry Analyzer URIT-8210, CA200, CA640 proizvođača URIT | 98 | UREA Ureaza UV metod | RGN233595 | pakovanje | 250ml | Bionalityca doo | UREA Ureaza UV metod | 7200 | 20% | Elta 90 MS d.o.o. | 105-7/24 | 08.10.2024 | 08.10.2025
Reagensi, izuzev za transfuziju | 404-1-110/24-44 | 273 | Reagensi i potrošni materijal za biohemijski analizator Automatic Chemistry Analyzer URIT-8210, CA200, CA640 proizvođača URIT | 99 | Multicalibrator | RGN233596 | pakovanje | 1x3ml | Bionalityca doo | Multicalibrator | 4200 | 20% | Elta 90 MS d.o.o. | 105-7/24 | 08.10.2024 | 08.10.2025
Reagensi, izuzev za transfuziju | 404-1-110/24-44 | 273 | Reagensi i potrošni materijal za biohemijski analizator Automatic Chemistry Analyzer URIT-8210, CA200, CA640 proizvođača URIT | 100 | Kontrolni serum N | RGN233597 | pakovanje | 1x5ml | Bionalityca doo | Kontrolni serum N | 4700 | 20% | Elta 90 MS d.o.o. | 105-7/24 | 08.10.2024 | 08.10.2025
Reagensi, izuzev za transfuziju | 404-1-110/24-44 | 273 | Reagensi i potrošni materijal za biohemijski analizator Automatic Chemistry Analyzer URIT-8210, CA200, CA640 proizvođača URIT | 101 | Kontrolni serum P | RGN233598 | pakovanje | 1x5ml | Bionalityca doo | Kontrolni serum P | 4700 | 20% | Elta 90 MS d.o.o. | 105-7/24 | 08.10.2024 | 08.10.2025
Reagensi, izuzev za transfuziju | 404-1-110/24-44 | 273 | Reagensi i potrošni materijal za biohemijski analizator Automatic Chemistry Analyzer URIT-8210, CA200, CA640 proizvođača URIT | 102 | Alkaline cuvette cleaner | RGN233599 | pakovanje | 1000ml | Vitromed srl | Alkaline cuvette cleaner | 13700 | 20% | Elta 90 MS d.o.o. | 105-7/24 | 08.10.2024 | 08.10.2025
Reagensi, izuzev za transfuziju | 404-1-110/24-44 | 273 | Reagensi i potrošni materijal za biohemijski analizator Automatic Chemistry Analyzer URIT-8210, CA200, CA640 proizvođača URIT | 103 | HDL/LDL Kalibrator | RGN233600 | pakovanje | 1x2ml | Bionalityca doo | HDL/LDL Kalibrator | 10300 | 20% | Elta 90 MS d.o.o. | 105-7/24 | 08.10.2024 | 08.10.2025
Reagensi, izuzev za transfuziju | 404-1-110/24-44 | 273 | Reagensi i potrošni materijal za biohemijski analizator Automatic Chemistry Analyzer URIT-8210, CA200, CA640 proizvođača URIT | 104 | CK/CKMB kontrola | RGN233601 | pakovanje | 4x2ml | Bionalityca doo | CK/CKMB kontrola | 18500 | 20% | Elta 90 MS d.o.o. | 105-7/24 | 08.10.2024 | 08.10.2025
Reagensi, izuzev za transfuziju | 404-1-110/24-44 | 279 | Reagensi za aparat BD FCSLyric | 1 | CD3-PerCP-Cy5.5, klon SK7, IVD | RGN213690 | pakovanje | 50 testova | Bd | CD3 PerCP-Cy5.5 | 66038 | 20% | Uni-chem d.o.o. | 105-24/24 | 08.10.2024 | 08.10.2025
Reagensi, izuzev za transfuziju | 404-1-110/24-44 | 279 | Reagensi za aparat BD FCSLyric | 2 | Anti–Myeloperoxidase FITC, klon 5B8 | RGN213679 | pakovanje | 50 testova | Bd | Anti–Myeloperoxidase FITC | 44626 | 20% | Uni-chem d.o.o. | 105-24/24 | 08.10.2024 | 08.10.2025
Reagensi, izuzev za transfuziju | 404-1-110/24-44 | 279 | Reagensi za aparat BD FCSLyric | 3 | BD FACSClean | RGN213493 | pakovanje | 5L | Bd | BD FACSClean | 8400 | 20% | Uni-chem d.o.o. | 105-24/24 | 08.10.2024 | 08.10.2025
Reagensi, izuzev za transfuziju | 404-1-110/24-44 | 279 | Reagensi za aparat BD FCSLyric | 4 | CD5 PerCP-Cy5.5, CE | RGN213485 | pakovanje | 50 testova | Bd | CD5 PerCP-Cy5.5, CE | 66038 | 20% | Uni-chem d.o.o. | 105-24/24 | 08.10.2024 | 08.10.2025
Reagensi, izuzev za transfuziju | 404-1-110/24-44 | 279 | Reagensi za aparat BD FCSLyric | 5 | BD FACSFlow Sheat Fluid | RGN213473 | pakovanje | 20L | Bd | BD FACSFlow Sheath Fluid | 8400 | 20% | Uni-chem d.o.o. | 105-24/24 | 08.10.2024 | 08.10.2025
Reagensi, izuzev za transfuziju | 404-1-110/24-44 | 279 | Reagensi za aparat BD FCSLyric | 6 | CD3 PerCP, klon SK7, 345766, Becton Dickinson ili odgovarajući | RGN213643 | pakovanje | 100 testova | Bd | CD3 PerCP | 90000 | 20% | Uni-chem d.o.o. | 105-24/24 | 08.10.2024 | 08.10.2025
Reagensi, izuzev za transfuziju | 404-1-110/24-44 | 279 | Reagensi za aparat BD FCSLyric | 7 | CD33-APC, klon P67.6, IVD | RGN213726 | pakovanje | 100 testova | Bd | CD33 APC | 89676 | 20% | Uni-chem d.o.o. | 105-24/24 | 08.10.2024 | 08.10.2025
Reagensi, izuzev za transfuziju | 404-1-110/24-44 | 279 | Reagensi za aparat BD FCSLyric | 8 | HU HLA-DR PerCP-Cy5.5 MAB NHP klon G46-6 | RGN213504 | pakovanje | 50 testova | Bd | HU HLA-DR PerCP-Cy5.5 MAB NHP | 82362 | 20% | Uni-chem d.o.o. | 105-24/24 | 08.10.2024 | 08.10.2025
Reagensi, izuzev za transfuziju | 404-1-110/24-44 | 279 | Reagensi za aparat BD FCSLyric | 9 | Cytofix, rastvor za fiksiranje | RGN220822 | pakovanje | 100ml | Bd | BD Cytofix Fixation Buffer | 28000 | 20% | Uni-chem d.o.o. | 105-24/24 | 08.10.2024 | 08.10.2025
Reagensi, izuzev za transfuziju | 404-1-110/24-44 | 279 | Reagensi za aparat BD FCSLyric | 10 | BD Pharm Lyse Solution a 100 ml, Becton Dickinson ili odgovarajući | RGN213634 | pakovanje | 100 ml | Bd | BD PharmLyse Lysis Buffer (10x concentrate) | 13462 | 20% | Uni-chem d.o.o. | 105-24/24 | 08.10.2024 | 08.10.2025
Reagensi, izuzev za transfuziju | 404-1-110/24-44 | 279 | Reagensi za aparat BD FCSLyric | 11 | HU CD4 PE-CY7 MAB klon L200 | RGN213519 | pakovanje | 50 testova | Bd | HU CD4 PE-CY7 MAB | 44520 | 20% | Uni-chem d.o.o. | 105-24/24 | 08.10.2024 | 08.10.2025
Reagensi, izuzev za transfuziju | 404-1-110/24-44 | 279 | Reagensi za aparat BD FCSLyric | 12 | Hu CD10 PE-Cy7 klon HI10a | RGN213563 | pakovanje | 100 testova | Bd | Hu CD10 PE-Cy7 | 51304 | 20% | Uni-chem d.o.o. | 105-24/24 | 08.10.2024 | 08.10.2025
Reagensi, izuzev za transfuziju | 404-1-110/24-44 | 279 | Reagensi za aparat BD FCSLyric | 13 | CD45-V450, klon 2D1, RUO | RGN213470 | pakovanje | 100 testova | Bd | HU CD45 Horizon V450 MAB | 101442 | 20% | Uni-chem d.o.o. | 105-24/24 | 08.10.2024 | 08.10.2025
Reagensi, izuzev za transfuziju | 404-1-110/24-44 | 279 | Reagensi za aparat BD FCSLyric | 14 | BD FACSDiva CS&T CE-IVD Beads | RGN230880 | pakovanje | 50 | Bd | BD® CS&T Beads (IVD for BD FACSLyric™ and BD FACSVia™) | 38000 | 20% | Uni-chem d.o.o. | 105-24/24 | 08.10.2024 | 08.10.2025
Reagensi, izuzev za transfuziju | 404-1-110/24-44 | 279 | Reagensi za aparat BD FCSLyric | 15 | TCR gamma/delta-1 PE-Cy7 (11F2) RUO klon 11F2 | RGN213543 | pakovanje | 100 testova | Bd | Hu TCR g/d PE-Cy7 RUO (GMP) | 96036 | 20% | Uni-chem d.o.o. | 105-24/24 | 08.10.2024 | 08.10.2025
Reagensi, izuzev za transfuziju | 404-1-110/24-44 | 280 | Laboratorijski testovi i reagensi za aparat CY FLOW PARTEC | 1 | CD4 easy count kit, Reagent kit for CD4+T-cell counting | RGN213441 | pakovanje | 100 testova | SYSMEX PARTEC GmbH | CD4 easy count kit, Reagent kit for CD4+T-cell counting | 86320 | 20% | Yunycom d.o.o. | 105-26/24 | 08.10.2024 | 08.10.2025
Reagensi, izuzev za transfuziju | 404-1-110/24-44 | 280 | Laboratorijski testovi i reagensi za aparat CY FLOW PARTEC | 2 | Sheath Fluid 5l | RGN213442 | pakovanje | 5L | SYSMEX PARTEC GmbH | Sheath Fluid 5l | 11760 | 20% | Yunycom d.o.o. | 105-26/24 | 08.10.2024 | 08.10.2025
Reagensi, izuzev za transfuziju | 404-1-110/24-44 | 280 | Laboratorijski testovi i reagensi za aparat CY FLOW PARTEC | 3 | Decontamination Solution | RGN213443 | pakovanje | 250 ml | SYSMEX PARTEC GmbH | Decontamination Solution | 11140 | 20% | Yunycom d.o.o. | 105-26/24 | 08.10.2024 | 08.10.2025
Reagensi, izuzev za transfuziju | 404-1-110/24-44 | 280 | Laboratorijski testovi i reagensi za aparat CY FLOW PARTEC | 4 | Cleaning Solution | RGN213444 | pakovanje | 250ml | SYSMEX PARTEC GmbH | Cleaning Solution | 3510 | 20% | Yunycom d.o.o. | 105-26/24 | 08.10.2024 | 08.10.2025
Reagensi, izuzev za transfuziju | 404-1-110/24-44 | 280 | Laboratorijski testovi i reagensi za aparat CY FLOW PARTEC | 5 | Hypochlorite Solution | RGN213445 | pakovanje | 250ml | SYSMEX PARTEC GmbH | Hypochlorite Solution | 4940 | 20% | Yunycom d.o.o. | 105-26/24 | 08.10.2024 | 08.10.2025
Reagensi, izuzev za transfuziju | 404-1-110/24-44 | 280 | Laboratorijski testovi i reagensi za aparat CY FLOW PARTEC | 6 | Sample tubes 3.5ml | RGN213446 | pakovanje | 500 komada | SYSMEX PARTEC GmbH | Sample tubes 3.5ml | 6520 | 20% | Yunycom d.o.o. | 105-26/24 | 08.10.2024 | 08.10.2025
Reagensi, izuzev za transfuziju | 404-1-110/24-44 | 281 | Laboratorijski testovi i reagensi za aparat BD FACSCanto II | 1 | Falcon 5mL Round Bottom Polystyrene Test Tube, with Snap Cap, Sterile, 125/Pack, 1000/Case | RGN213447 | pakovanje | 1000 komad | Corning | Falcon® 5mL Round Bottom Polystyrene Test Tube, wi | 27030 | 20% | Uni-chem d.o.o. | 105-24/24 | 08.10.2024 | 08.10.2025
Reagensi, izuzev za transfuziju | 404-1-110/24-44 | 281 | Laboratorijski testovi i reagensi za aparat BD FACSCanto II | 2 | BD Detergent Solution concentrate | RGN220821 | pakovanje | 10ml | Bd | BD Detergent Solution concentrate (for BD FACSVia™ | 8600 | 20% | Uni-chem d.o.o. | 105-24/24 | 08.10.2024 | 08.10.2025
Reagensi, izuzev za transfuziju | 404-1-110/24-44 | 281 | Laboratorijski testovi i reagensi za aparat BD FACSCanto II | 3 | BD FACSDiva™ CS&T IVD Beads (BD FACSCanto™) | RGN213449 | pakovanje | 50 | Bd | BD FACSDiva™ CS&T IVD Beads (BD FACSCanto™) | 29574 | 20% | Uni-chem d.o.o. | 105-24/24 | 08.10.2024 | 08.10.2025
Reagensi, izuzev za transfuziju | 404-1-110/24-44 | 281 | Laboratorijski testovi i reagensi za aparat BD FACSCanto II | 4 | BD FACS Lysing Solution | RGN213450 | pakovanje | 100 ml | Bd | BD FACS Lysing Solution | 47488 | 20% | Uni-chem d.o.o. | 105-24/24 | 08.10.2024 | 08.10.2025
Reagensi, izuzev za transfuziju | 404-1-110/24-44 | 281 | Laboratorijski testovi i reagensi za aparat BD FACSCanto II | 5 | Cytofix, rastvor za fiksiranje | RGN242300 | pakovanje | 100ml | Bd | BD Cytofix Fixation Buffer | 28000 | 20% | Uni-chem d.o.o. | 105-24/24 | 08.10.2024 | 08.10.2025
Reagensi, izuzev za transfuziju | 404-1-110/24-44 | 281 | Laboratorijski testovi i reagensi za aparat BD FACSCanto II | 6 | Mouse IgM FITC | RGN213453 | pakovanje | 100 testova | Bd | FITC labeled anti-human IgM | 53424 | 20% | Uni-chem d.o.o. | 105-24/24 | 08.10.2024 | 08.10.2025
Reagensi, izuzev za transfuziju | 404-1-110/24-44 | 281 | Laboratorijski testovi i reagensi za aparat BD FACSCanto II | 7 | MS IgG1 Isotype Control PerCP- Cy5.5 | RGN213456 | pakovanje | 50 testova | Bd | MS IgG1 Isotype Control PerCP-Cy5.5 | 41764 | 20% | Uni-chem d.o.o. | 105-24/24 | 08.10.2024 | 08.10.2025
Reagensi, izuzev za transfuziju | 404-1-110/24-44 | 281 | Laboratorijski testovi i reagensi za aparat BD FACSCanto II | 8 | MS IgG1 KappaIsotype Control APC-H7 MAB | RGN213457 | pakovanje | 0,1 mg | Bd | MS IgG1 Kappa Isotype Control APC-H7 MAB | 51410 | 20% | Uni-chem d.o.o. | 105-24/24 | 08.10.2024 | 08.10.2025
Reagensi, izuzev za transfuziju | 404-1-110/24-44 | 281 | Laboratorijski testovi i reagensi za aparat BD FACSCanto II | 9 | Mouse IgG1,k (Unknow specificity) Pacific Blue | RGN213458 | pakovanje | 0,1 mg | Bd | Mouse IgG1, k (Unknown specificity) Pacific Blue | 50000 | 20% | Uni-chem d.o.o. | 105-24/24 | 08.10.2024 | 08.10.2025
Reagensi, izuzev za transfuziju | 404-1-110/24-44 | 281 | Laboratorijski testovi i reagensi za aparat BD FACSCanto II | 10 | MS IgG1 Isotype Control ALEXA 488 FTM | RGN213459 | pakovanje | 50 testova | Bd | MS IgG1 Isotype Control ALEXA 488 FTM | 46000 | 20% | Uni-chem d.o.o. | 105-24/24 | 08.10.2024 | 08.10.2025
Reagensi, izuzev za transfuziju | 404-1-110/24-44 | 281 | Laboratorijski testovi i reagensi za aparat BD FACSCanto II | 11 | MS IgG1 Isotype Control Horizon V450 MAB | RGN213460 | pakovanje | 0,1 mg | Bd | MS IgG1 Isotype Control Horizon V450 MAB | 50668 | 20% | Uni-chem d.o.o. | 105-24/24 | 08.10.2024 | 08.10.2025
Reagensi, izuzev za transfuziju | 404-1-110/24-44 | 281 | Laboratorijski testovi i reagensi za aparat BD FACSCanto II | 12 | MS IgG1 KappaIsotype Control PE-Cy7 | RGN213461 | pakovanje | 50 μg | Bd | Ms IgG1 kappa Isotype Control PE-Cy7 | 57452 | 20% | Uni-chem d.o.o. | 105-24/24 | 08.10.2024 | 08.10.2025
Reagensi, izuzev za transfuziju | 404-1-110/24-44 | 281 | Laboratorijski testovi i reagensi za aparat BD FACSCanto II | 13 | BD CellWASH | RGN213462 | pakovanje | 5 l | Bd | BD CellWASH | 7420 | 20% | Uni-chem d.o.o. | 105-24/24 | 08.10.2024 | 08.10.2025
Reagensi, izuzev za transfuziju | 404-1-110/24-44 | 281 | Laboratorijski testovi i reagensi za aparat BD FACSCanto II | 14 | BD Multitest 6-color TBNK reagent | RGN213463 | pakovanje | 50 testova | Bd | BD Multitest 6-color TBNK | 219420 | 20% | Uni-chem d.o.o. | 105-24/24 | 08.10.2024 | 08.10.2025
Reagensi, izuzev za transfuziju | 404-1-110/24-44 | 281 | Laboratorijski testovi i reagensi za aparat BD FACSCanto II | 15 | BD FC Beads 8-Color Kit | RGN213464 | pakovanje | 5 testova | Bd | BD FC Beads 8-Color Kit for BD OneFlow Assays | 73000 | 20% | Uni-chem d.o.o. | 105-24/24 | 08.10.2024 | 08.10.2025
Reagensi, izuzev za transfuziju | 404-1-110/24-44 | 281 | Laboratorijski testovi i reagensi za aparat BD FACSCanto II | 16 | BD OneFlow Setup Beads | RGN213465 | pakovanje | 25 testova | Bd | BD OneFlow Setup Beads | 58000 | 20% | Uni-chem d.o.o. | 105-24/24 | 08.10.2024 | 08.10.2025
Reagensi, izuzev za transfuziju | 404-1-110/24-44 | 281 | Laboratorijski testovi i reagensi za aparat BD FACSCanto II | 17 | PBS (Phosphate Buffered Saline) | RGN213466 | pakovanje | 500 ML | Honeywell | Phosphate buffer solution pH 7.2 | 4664 | 20% | Uni-chem d.o.o. | 105-24/24 | 08.10.2024 | 08.10.2025
Reagensi, izuzev za transfuziju | 404-1-110/24-44 | 281 | Laboratorijski testovi i reagensi za aparat BD FACSCanto II | 18 | BD 552843, Anti-Mouse Ig, κ/Negative Control (FBS) Compensation Particles Set, RUO | RGN213467 | pakovanje | 2 x 6 ml | Bd | BD CompBead Anti-mouse Ig, k | 30000 | 20% | Uni-chem d.o.o. | 105-24/24 | 08.10.2024 | 08.10.2025
Reagensi, izuzev za transfuziju | 404-1-110/24-44 | 281 | Laboratorijski testovi i reagensi za aparat BD FACSCanto II | 19 | BD 559123, Rainbow Calibration Particles (8 peaks), 3.0 - 3.4 μm, RUO | RGN213468 | pakovanje | 5 ml | Bd | Rainbow Calibration Particles (8 peaks), 3.0um. | 60950 | 20% | Uni-chem d.o.o. | 105-24/24 | 08.10.2024 | 08.10.2025
Reagensi, izuzev za transfuziju | 404-1-110/24-44 | 281 | Laboratorijski testovi i reagensi za aparat BD FACSCanto II | 20 | CD38-APCH7, klon HB7, RUO | RGN213469 | pakovanje | 100 testova | Bd | Hu CD38 APC-H7 RUO (GMP) | 109710 | 20% | Uni-chem d.o.o. | 105-24/24 | 08.10.2024 | 08.10.2025
Reagensi, izuzev za transfuziju | 404-1-110/24-44 | 281 | Laboratorijski testovi i reagensi za aparat BD FACSCanto II | 21 | CD45-V450, klon 2D1, RUO | RGN242301 | pakovanje | 100 testova | Bd | HU CD45 Horizon V450 MAB | 101442 | 20% | Uni-chem d.o.o. | 105-24/24 | 08.10.2024 | 08.10.2025
Reagensi, izuzev za transfuziju | 404-1-110/24-44 | 281 | Laboratorijski testovi i reagensi za aparat BD FACSCanto II | 22 | BD 352235 Tubes with round bottom cell-stainer cap, 500 komada | RGN213471 | pakovanje | 500 komada | Corning | Falcon® 5mL Round Bottom Polystyrene Test Tube, wi | 82044 | 20% | Uni-chem d.o.o. | 105-24/24 | 08.10.2024 | 08.10.2025
Reagensi, izuzev za transfuziju | 404-1-110/24-44 | 281 | Laboratorijski testovi i reagensi za aparat BD FACSCanto II | 23 | BD 352360 Cell stainer, 100um, 50 komada | RGN213472 | pakovanje | 50 komada | Corning | Falcon® 100µm Cell Strainer, Yellow, Sterile, Indi | 16642 | 20% | Uni-chem d.o.o. | 105-24/24 | 08.10.2024 | 08.10.2025
Reagensi, izuzev za transfuziju | 404-1-110/24-44 | 281 | Laboratorijski testovi i reagensi za aparat BD FACSCanto II | 24 | BD FACSFlow Sheat Fluid | RGN242302 | pakovanje | 20L | Bd | BD FACSFlow Sheath Fluid | 8400 | 20% | Uni-chem d.o.o. | 105-24/24 | 08.10.2024 | 08.10.2025
Reagensi, izuzev za transfuziju | 404-1-110/24-44 | 281 | Laboratorijski testovi i reagensi za aparat BD FACSCanto II | 25 | CD10 PE RUO (GMP) | RGN213474 | pakovanje | 50 testova | Bd | CD10 PE RUO(GMP) | 56604 | 20% | Uni-chem d.o.o. | 105-24/24 | 08.10.2024 | 08.10.2025
Reagensi, izuzev za transfuziju | 404-1-110/24-44 | 281 | Laboratorijski testovi i reagensi za aparat BD FACSCanto II | 26 | CD11C APC | RGN213475 | pakovanje | 100 testova | Bd | CD11c APC | 86920 | 20% | Uni-chem d.o.o. | 105-24/24 | 08.10.2024 | 08.10.2025
Reagensi, izuzev za transfuziju | 404-1-110/24-44 | 281 | Laboratorijski testovi i reagensi za aparat BD FACSCanto II | 27 | CD19 APC-H7 | RGN213476 | pakovanje | 100 testova | Bd | CD19 APC-H7 | 100700 | 20% | Uni-chem d.o.o. | 105-24/24 | 08.10.2024 | 08.10.2025
Reagensi, izuzev za transfuziju | 404-1-110/24-44 | 281 | Laboratorijski testovi i reagensi za aparat BD FACSCanto II | 28 | CD20 APC | RGN213477 | pakovanje | 100 testova | Bd | CD20 APC | 86920 | 20% | Uni-chem d.o.o. | 105-24/24 | 08.10.2024 | 08.10.2025
Reagensi, izuzev za transfuziju | 404-1-110/24-44 | 281 | Laboratorijski testovi i reagensi za aparat BD FACSCanto II | 29 | CD200 PE | RGN213478 | pakovanje | 100 testova | Bd | HU CD200 PE MAB | 64660 | 20% | Uni-chem d.o.o. | 105-24/24 | 08.10.2024 | 08.10.2025
Reagensi, izuzev za transfuziju | 404-1-110/24-44 | 281 | Laboratorijski testovi i reagensi za aparat BD FACSCanto II | 30 | CD21 APC | RGN213479 | pakovanje | 100 testova | Bd | HU CD21 APC | 75684 | 20% | Uni-chem d.o.o. | 105-24/24 | 08.10.2024 | 08.10.2025
Reagensi, izuzev za transfuziju | 404-1-110/24-44 | 281 | Laboratorijski testovi i reagensi za aparat BD FACSCanto II | 31 | CD22 APC | RGN213480 | pakovanje | 100 testova | Bd | Hu CD22 APC | 51410 | 20% | Uni-chem d.o.o. | 105-24/24 | 08.10.2024 | 08.10.2025
Reagensi, izuzev za transfuziju | 404-1-110/24-44 | 281 | Laboratorijski testovi i reagensi za aparat BD FACSCanto II | 32 | CD23 PE | RGN213481 | pakovanje | 50 testova | Bd | CD23-PE | 50668 | 20% | Uni-chem d.o.o. | 105-24/24 | 08.10.2024 | 08.10.2025
Reagensi, izuzev za transfuziju | 404-1-110/24-44 | 281 | Laboratorijski testovi i reagensi za aparat BD FACSCanto II | 33 | CD3 APC | RGN213482 | pakovanje | 100 testova | Bd | CD3 APC | 94552 | 20% | Uni-chem d.o.o. | 105-24/24 | 08.10.2024 | 08.10.2025
Reagensi, izuzev za transfuziju | 404-1-110/24-44 | 281 | Laboratorijski testovi i reagensi za aparat BD FACSCanto II | 34 | CD34 (Anti-HPCA-2) PerCP-Cy5.5 | RGN213483 | pakovanje | 50 testova | Bd | CD34 (Anti–HPCA-2) PerCP-Cy5.5 | 64236 | 20% | Uni-chem d.o.o. | 105-24/24 | 08.10.2024 | 08.10.2025
Reagensi, izuzev za transfuziju | 404-1-110/24-44 | 281 | Laboratorijski testovi i reagensi za aparat BD FACSCanto II | 35 | CD49d APC | RGN213484 | pakovanje | 100 testova | Bd | HU CD49d APC | 75684 | 20% | Uni-chem d.o.o. | 105-24/24 | 08.10.2024 | 08.10.2025
Reagensi, izuzev za transfuziju | 404-1-110/24-44 | 281 | Laboratorijski testovi i reagensi za aparat BD FACSCanto II | 36 | CD5 PerCP-Cy5.5, CE | RGN242303 | pakovanje | 50 testova | Bd | CD5 PerCP-Cy5.5, CE | 66038 | 20% | Uni-chem d.o.o. | 105-24/24 | 08.10.2024 | 08.10.2025
Reagensi, izuzev za transfuziju | 404-1-110/24-44 | 281 | Laboratorijski testovi i reagensi za aparat BD FACSCanto II | 37 | CD79b PerCP- Cy 5.5 RUO (GMP) | RGN213486 | pakovanje | 50 testova | Bd | CD79b PerCP-Cy5.5 RUO(GMP) | 85012 | 20% | Uni-chem d.o.o. | 105-24/24 | 08.10.2024 | 08.10.2025
Reagensi, izuzev za transfuziju | 404-1-110/24-44 | 281 | Laboratorijski testovi i reagensi za aparat BD FACSCanto II | 38 | FMC7 FITC | RGN213487 | pakovanje | 50 testova | Bd | Anti-FMC7, FITC | 43884 | 20% | Uni-chem d.o.o. | 105-24/24 | 08.10.2024 | 08.10.2025
Reagensi, izuzev za transfuziju | 404-1-110/24-44 | 281 | Laboratorijski testovi i reagensi za aparat BD FACSCanto II | 39 | Hu CD43 APC-H7 RUO(GMP) | RGN213488 | pakovanje | 100 testova | Bd | Hu CD43 APC-H7 RUO (GMP) | 95000 | 20% | Uni-chem d.o.o. | 105-24/24 | 08.10.2024 | 08.10.2025
Reagensi, izuzev za transfuziju | 404-1-110/24-44 | 281 | Laboratorijski testovi i reagensi za aparat BD FACSCanto II | 40 | Hu IgD APC | RGN213489 | pakovanje | 50 testova | Bd | HU IgD APC MAB | 41764 | 20% | Uni-chem d.o.o. | 105-24/24 | 08.10.2024 | 08.10.2025
Reagensi, izuzev za transfuziju | 404-1-110/24-44 | 281 | Laboratorijski testovi i reagensi za aparat BD FACSCanto II | 41 | Hu IgM PE | RGN213490 | pakovanje | 100 testova | Bd | PE labeled Mouse IgM, kappa isotype control | 35722 | 20% | Uni-chem d.o.o. | 105-24/24 | 08.10.2024 | 08.10.2025
Reagensi, izuzev za transfuziju | 404-1-110/24-44 | 281 | Laboratorijski testovi i reagensi za aparat BD FACSCanto II | 42 | mKappa PE | RGN213491 | pakovanje | 50 testova | Bd | Anti-Kappa-PE | 59148 | 20% | Uni-chem d.o.o. | 105-24/24 | 08.10.2024 | 08.10.2025
Reagensi, izuzev za transfuziju | 404-1-110/24-44 | 281 | Laboratorijski testovi i reagensi za aparat BD FACSCanto II | 43 | mLambda APC | RGN213492 | pakovanje | 100 testova | Fisher Scientific | ANTI-LAMBDA LIGHT CHAINS | 62800 | 20% | Uni-chem d.o.o. | 105-24/24 | 08.10.2024 | 08.10.2025
Reagensi, izuzev za transfuziju | 404-1-110/24-44 | 281 | Laboratorijski testovi i reagensi za aparat BD FACSCanto II | 44 | BD FACSClean | RGN242304 | pakovanje | 5L | Bd | BD FACSClean | 8400 | 20% | Uni-chem d.o.o. | 105-24/24 | 08.10.2024 | 08.10.2025
Reagensi, izuzev za transfuziju | 404-1-110/24-44 | 281 | Laboratorijski testovi i reagensi za aparat BD FACSCanto II | 45 | Anti-Lambda F(ab’)2 FITC | RGN213494 | pakovanje | 50 testova | Bd | Anti-Lambda F(ab’)2 FITC | 50000 | 20% | Uni-chem d.o.o. | 105-24/24 | 08.10.2024 | 08.10.2025
Reagensi, izuzev za transfuziju | 404-1-110/24-44 | 281 | Laboratorijski testovi i reagensi za aparat BD FACSCanto II | 46 | Anti-TdT FITC klon E17-1519 | RGN213495 | pakovanje | 50 testova | Bd | Anti-TdT FITC | 47488 | 20% | Uni-chem d.o.o. | 105-24/24 | 08.10.2024 | 08.10.2025
Reagensi, izuzev za transfuziju | 404-1-110/24-44 | 281 | Laboratorijski testovi i reagensi za aparat BD FACSCanto II | 47 | CD8 FITC klon SK1 | RGN213496 | pakovanje | 100 testova | Bd | CD8 FITC | 83952 | 20% | Uni-chem d.o.o. | 105-24/24 | 08.10.2024 | 08.10.2025
Reagensi, izuzev za transfuziju | 404-1-110/24-44 | 281 | Laboratorijski testovi i reagensi za aparat BD FACSCanto II | 48 | CD33 FITC klon P67.6 | RGN213497 | pakovanje | 50 testova | Bd | CD33 FITC | 40000 | 20% | Uni-chem d.o.o. | 105-24/24 | 08.10.2024 | 08.10.2025
Reagensi, izuzev za transfuziju | 404-1-110/24-44 | 281 | Laboratorijski testovi i reagensi za aparat BD FACSCanto II | 49 | CD42a FITC klon Beb1 | RGN213498 | pakovanje | 100 testova | Bd | CD42a FITC | 92962 | 20% | Uni-chem d.o.o. | 105-24/24 | 08.10.2024 | 08.10.2025
Reagensi, izuzev za transfuziju | 404-1-110/24-44 | 281 | Laboratorijski testovi i reagensi za aparat BD FACSCanto II | 50 | APC labeled anti-human CD11b/Mac-1 klon ICRF44 (also known as 44) | RGN213499 | pakovanje | 100 testova | Bd | APC labeled anti-human CD11b/Mac-1 | 78440 | 20% | Uni-chem d.o.o. | 105-24/24 | 08.10.2024 | 08.10.2025
Reagensi, izuzev za transfuziju | 404-1-110/24-44 | 281 | Laboratorijski testovi i reagensi za aparat BD FACSCanto II | 51 | Hu CD42b APC HIP1 100Tst klon HIP1 | RGN213500 | pakovanje | 100 testova | Bd | APC labeled anti-human CD42b | 55000 | 20% | Uni-chem d.o.o. | 105-24/24 | 08.10.2024 | 08.10.2025
Reagensi, izuzev za transfuziju | 404-1-110/24-44 | 281 | Laboratorijski testovi i reagensi za aparat BD FACSCanto II | 52 | APC labeled anti-human IgM klon G20-127 | RGN213501 | pakovanje | 100 testova | Bd | APC labeled anti-human IgM | 78440 | 20% | Uni-chem d.o.o. | 105-24/24 | 08.10.2024 | 08.10.2025
Reagensi, izuzev za transfuziju | 404-1-110/24-44 | 281 | Laboratorijski testovi i reagensi za aparat BD FACSCanto II | 53 | HU CD79A APC MAB klon HM47 | RGN213502 | pakovanje | 100 testova | Bd | HU CD79A APC MAB | 78440 | 20% | Uni-chem d.o.o. | 105-24/24 | 08.10.2024 | 08.10.2025
Reagensi, izuzev za transfuziju | 404-1-110/24-44 | 281 | Laboratorijski testovi i reagensi za aparat BD FACSCanto II | 54 | Hu CD66c PE B6.2/CD66c 100Tst klon B6.2/CD66 | RGN213503 | pakovanje | 100 testova | Bd | Human CD66 PE Mab | 69960 | 20% | Uni-chem d.o.o. | 105-24/24 | 08.10.2024 | 08.10.2025
Reagensi, izuzev za transfuziju | 404-1-110/24-44 | 281 | Laboratorijski testovi i reagensi za aparat BD FACSCanto II | 55 | HU HLA-DR PerCP-Cy5.5 MAB NHP klon G46-6 | RGN242305 | pakovanje | 50 testova | Bd | HU HLA-DR PerCP-Cy5.5 MAB NHP | 82362 | 20% | Uni-chem d.o.o. | 105-24/24 | 08.10.2024 | 08.10.2025
Reagensi, izuzev za transfuziju | 404-1-110/24-44 | 281 | Laboratorijski testovi i reagensi za aparat BD FACSCanto II | 56 | Hu CD14 APC M5E2 100Tst klon M5E2 | RGN213505 | pakovanje | 100 testova | Bd | APC labelled anti-human CD14 | 81938 | 20% | Uni-chem d.o.o. | 105-24/24 | 08.10.2024 | 08.10.2025
Reagensi, izuzev za transfuziju | 404-1-110/24-44 | 281 | Laboratorijski testovi i reagensi za aparat BD FACSCanto II | 57 | Hu CD25 PE M-A251 100Tst klon M-A251 | RGN213506 | pakovanje | 100 testova | Bd | PE labeled anti-human CD25 | 69960 | 20% | Uni-chem d.o.o. | 105-24/24 | 08.10.2024 | 08.10.2025
Reagensi, izuzev za transfuziju | 404-1-110/24-44 | 281 | Laboratorijski testovi i reagensi za aparat BD FACSCanto II | 58 | Hu CD36 FITC CB38 (NL07) 100Tst klon CB38 (also known as NL07) | RGN213507 | pakovanje | 100 testova | Bd | FITC labeled anti-human CD36 | 59678 | 20% | Uni-chem d.o.o. | 105-24/24 | 08.10.2024 | 08.10.2025
Reagensi, izuzev za transfuziju | 404-1-110/24-44 | 281 | Laboratorijski testovi i reagensi za aparat BD FACSCanto II | 59 | FITC labeled anti-human CD64 klon 10,1 | RGN213508 | pakovanje | 100 testova | Bd | FITC labeled anti-human CD64 | 59678 | 20% | Uni-chem d.o.o. | 105-24/24 | 08.10.2024 | 08.10.2025
Reagensi, izuzev za transfuziju | 404-1-110/24-44 | 281 | Laboratorijski testovi i reagensi za aparat BD FACSCanto II | 60 | Hu IgD FITC IA6-2 100Tst klon IA6-2 | RGN213509 | pakovanje | 100 testova | Bd | FITC labeled anti-human IgD | 59678 | 20% | Uni-chem d.o.o. | 105-24/24 | 08.10.2024 | 08.10.2025
Reagensi, izuzev za transfuziju | 404-1-110/24-44 | 281 | Laboratorijski testovi i reagensi za aparat BD FACSCanto II | 61 | PE labeled anti-human IgM klon G20-127 | RGN213510 | pakovanje | 100 testova | Bd | PE labeled anti-human IgM | 69960 | 20% | Uni-chem d.o.o. | 105-24/24 | 08.10.2024 | 08.10.2025
Reagensi, izuzev za transfuziju | 404-1-110/24-44 | 281 | Laboratorijski testovi i reagensi za aparat BD FACSCanto II | 62 | CD56 PE-Cy7 klon B159 | RGN213511 | pakovanje | 100 testova | Bd | CD56 PE-Cy7 | 84800 | 20% | Uni-chem d.o.o. | 105-24/24 | 08.10.2024 | 08.10.2025
Reagensi, izuzev za transfuziju | 404-1-110/24-44 | 281 | Laboratorijski testovi i reagensi za aparat BD FACSCanto II | 63 | Hu CD19 PE-Cy7 SJ25C1 100Tst klon SJ25C1 (also known as SJ25-C1) | RGN213512 | pakovanje | 100 testova | Bd | HU CD19 PE-CY7 MAB | 84800 | 20% | Uni-chem d.o.o. | 105-24/24 | 08.10.2024 | 08.10.2025
Reagensi, izuzev za transfuziju | 404-1-110/24-44 | 281 | Laboratorijski testovi i reagensi za aparat BD FACSCanto II | 64 | HU CD1a APC klon HI149 | RGN213513 | pakovanje | 100 testova | Bd | HU CD1a APC | 81938 | 20% | Uni-chem d.o.o. | 105-24/24 | 08.10.2024 | 08.10.2025
Reagensi, izuzev za transfuziju | 404-1-110/24-44 | 281 | Laboratorijski testovi i reagensi za aparat BD FACSCanto II | 65 | Hu CD123 APC 7G3 100Tst klon 7G3 | RGN213514 | pakovanje | 100 testova | Bd | HU CD123 APC MAB | 104622 | 20% | Uni-chem d.o.o. | 105-24/24 | 08.10.2024 | 08.10.2025
Reagensi, izuzev za transfuziju | 404-1-110/24-44 | 281 | Laboratorijski testovi i reagensi za aparat BD FACSCanto II | 66 | Hu CD3 APC-H7 SK7 100Tst klon SK7 (also known as Leu-4) | RGN213515 | pakovanje | 100 testova | Bd | HU CD3 APC-H7 MAB | 84800 | 20% | Uni-chem d.o.o. | 105-24/24 | 08.10.2024 | 08.10.2025
Reagensi, izuzev za transfuziju | 404-1-110/24-44 | 281 | Laboratorijski testovi i reagensi za aparat BD FACSCanto II | 67 | Hu CD3 Horizon V450 SP34-2 120Tst klon SP34-2 | RGN213516 | pakovanje | 120 testova | Bd | HU CD3 Horizon V450 MAB | 72504 | 20% | Uni-chem d.o.o. | 105-24/24 | 08.10.2024 | 08.10.2025
Reagensi, izuzev za transfuziju | 404-1-110/24-44 | 281 | Laboratorijski testovi i reagensi za aparat BD FACSCanto II | 68 | Hu CD27 Horizon V450 M-T271 120Tst klon M-T271 | RGN213517 | pakovanje | 120 testova | Bd | HU CD27 Horizon V450 MAB | 58000 | 20% | Uni-chem d.o.o. | 105-24/24 | 08.10.2024 | 08.10.2025
Reagensi, izuzev za transfuziju | 404-1-110/24-44 | 281 | Laboratorijski testovi i reagensi za aparat BD FACSCanto II | 69 | HU CD2 PERCP-CY5.5 MAB klon RPA-2.10 | RGN213518 | pakovanje | 50 testova | Bd | HU CD2 PERCP-CY5.5 MAB | 47488 | 20% | Uni-chem d.o.o. | 105-24/24 | 08.10.2024 | 08.10.2025
Reagensi, izuzev za transfuziju | 404-1-110/24-44 | 281 | Laboratorijski testovi i reagensi za aparat BD FACSCanto II | 70 | HU CD4 PE-CY7 MAB klon L200 | RGN242306 | pakovanje | 50 testova | Bd | HU CD4 PE-CY7 MAB | 44520 | 20% | Uni-chem d.o.o. | 105-24/24 | 08.10.2024 | 08.10.2025
Reagensi, izuzev za transfuziju | 404-1-110/24-44 | 281 | Laboratorijski testovi i reagensi za aparat BD FACSCanto II | 71 | HU CD34 PE-CY7 MAB klon 581 | RGN213520 | pakovanje | 50 testova | Bd | HU CD34 PE-CY7 MAB | 49820 | 20% | Uni-chem d.o.o. | 105-24/24 | 08.10.2024 | 08.10.2025
Reagensi, izuzev za transfuziju | 404-1-110/24-44 | 281 | Laboratorijski testovi i reagensi za aparat BD FACSCanto II | 72 | HU CD4 BD Horizon V500 MAB klon RPA-T4 | RGN213521 | pakovanje | 100 testova (5µl/test) | Bd | HU CD4 HRZN V500 MAB 100TST RPA-T4 | 75000 | 20% | Uni-chem d.o.o. | 105-24/24 | 08.10.2024 | 08.10.2025
Reagensi, izuzev za transfuziju | 404-1-110/24-44 | 281 | Laboratorijski testovi i reagensi za aparat BD FACSCanto II | 73 | Hu CD45 Horizon V500 HI30 100Tst klon HI30 | RGN213522 | pakovanje | 100 testova | Bd | HU CD45 BD Horizon V500 MAB | 91478 | 20% | Uni-chem d.o.o. | 105-24/24 | 08.10.2024 | 08.10.2025
Reagensi, izuzev za transfuziju | 404-1-110/24-44 | 281 | Laboratorijski testovi i reagensi za aparat BD FACSCanto II | 74 | Hu CD105 PE 266 100Tst klon 266 | RGN213523 | pakovanje | 100 testova | Bd | HU CD105 PE MAB | 60000 | 20% | Uni-chem d.o.o. | 105-24/24 | 08.10.2024 | 08.10.2025
Reagensi, izuzev za transfuziju | 404-1-110/24-44 | 281 | Laboratorijski testovi i reagensi za aparat BD FACSCanto II | 75 | HU CD19 Horizon V500 MAB klon HIB19 | RGN213524 | pakovanje | 100 testova | Bd | HU CD19 Horizon V500 MAB | 100700 | 20% | Uni-chem d.o.o. | 105-24/24 | 08.10.2024 | 08.10.2025
Reagensi, izuzev za transfuziju | 404-1-110/24-44 | 281 | Laboratorijski testovi i reagensi za aparat BD FACSCanto II | 76 | Hu CD20 Horizon V450 L27 50Tst klon L27 | RGN213525 | pakovanje | 50 testova | Bd | HU CD20 Horizon V450 MAB | 49820 | 20% | Uni-chem d.o.o. | 105-24/24 | 08.10.2024 | 08.10.2025
Reagensi, izuzev za transfuziju | 404-1-110/24-44 | 281 | Laboratorijski testovi i reagensi za aparat BD FACSCanto II | 77 | Hu HLA-DR Horizon V450 G46-6 50Tst klon G46-6 | RGN213526 | pakovanje | 50 testova | Bd | HU HLA-DR BD Horizon V450 MAB | 42718 | 20% | Uni-chem d.o.o. | 105-24/24 | 08.10.2024 | 08.10.2025
Reagensi, izuzev za transfuziju | 404-1-110/24-44 | 281 | Laboratorijski testovi i reagensi za aparat BD FACSCanto II | 78 | HU CD3 Horizon V500 klon UCHT1 (also known as UCHT-1¦ UCHT 1) | RGN213527 | pakovanje | 100 testova | Bd | HU CD3 Horizon V500 | 75000 | 20% | Uni-chem d.o.o. | 105-24/24 | 08.10.2024 | 08.10.2025
Reagensi, izuzev za transfuziju | 404-1-110/24-44 | 281 | Laboratorijski testovi i reagensi za aparat BD FACSCanto II | 79 | HU CD41a APC-H7 MAB klon HIP8 | RGN213528 | pakovanje | 50 testova | Bd | HU CD41a APC-H7 MAB | 57452 | 20% | Uni-chem d.o.o. | 105-24/24 | 08.10.2024 | 08.10.2025
Reagensi, izuzev za transfuziju | 404-1-110/24-44 | 281 | Laboratorijski testovi i reagensi za aparat BD FACSCanto II | 80 | HU CD15 BD Horizon V500 MAB klon HI98 (also known as HIM1) | RGN213529 | pakovanje | 50 testova | Bd | HU CD15 BD Horizon V500 MAB | 61162 | 20% | Uni-chem d.o.o. | 105-24/24 | 08.10.2024 | 08.10.2025
Reagensi, izuzev za transfuziju | 404-1-110/24-44 | 281 | Laboratorijski testovi i reagensi za aparat BD FACSCanto II | 81 | HU CD13 PE-CY7 MAB klon WM15 | RGN213530 | pakovanje | 50 testova | Bd | HU CD13 PE-CY7 MAB | 56180 | 20% | Uni-chem d.o.o. | 105-24/24 | 08.10.2024 | 08.10.2025
Reagensi, izuzev za transfuziju | 404-1-110/24-44 | 281 | Laboratorijski testovi i reagensi za aparat BD FACSCanto II | 82 | Hu CSP PE 9.2.27 50Tst klon 9.2.27 | RGN213531 | pakovanje | 50 testova | Bd | CSP | 43000 | 20% | Uni-chem d.o.o. | 105-24/24 | 08.10.2024 | 08.10.2025
Reagensi, izuzev za transfuziju | 404-1-110/24-44 | 281 | Laboratorijski testovi i reagensi za aparat BD FACSCanto II | 83 | Hu CD203c PE NP4D6 50Tst klon NP4D6 | RGN213532 | pakovanje | 50 testova | Bd | Hu CD203c PE | 39644 | 20% | Uni-chem d.o.o. | 105-24/24 | 08.10.2024 | 08.10.2025
Reagensi, izuzev za transfuziju | 404-1-110/24-44 | 281 | Laboratorijski testovi i reagensi za aparat BD FACSCanto II | 84 | Mouse Anti-Human Light Chain, λ Alexa647 klon JDC-12 | RGN213533 | pakovanje | 50 testova | Bd | Mouse Anti-Human Light Chain, λ Alexa647 | 38000 | 20% | Uni-chem d.o.o. | 105-24/24 | 08.10.2024 | 08.10.2025
Reagensi, izuzev za transfuziju | 404-1-110/24-44 | 281 | Laboratorijski testovi i reagensi za aparat BD FACSCanto II | 85 | Hu CD79a PE klon HM57 | RGN213534 | pakovanje | 100 testova | Bd | Hu CD79a PE | 48442 | 20% | Uni-chem d.o.o. | 105-24/24 | 08.10.2024 | 08.10.2025
Reagensi, izuzev za transfuziju | 404-1-110/24-44 | 281 | Laboratorijski testovi i reagensi za aparat BD FACSCanto II | 86 | Hu CD7 APC-H7 klon M-T701 | RGN213535 | pakovanje | 100 testova | Bd | Hu CD7 APC-H7 | 59996 | 20% | Uni-chem d.o.o. | 105-24/24 | 08.10.2024 | 08.10.2025
Reagensi, izuzev za transfuziju | 404-1-110/24-44 | 281 | Laboratorijski testovi i reagensi za aparat BD FACSCanto II | 87 | Hu CD61 APC klon VI-PL2 (also known as VIPL2) | RGN213536 | pakovanje | 100 testova | Bd | Hu CD61 APC | 57452 | 20% | Uni-chem d.o.o. | 105-24/24 | 08.10.2024 | 08.10.2025
Reagensi, izuzev za transfuziju | 404-1-110/24-44 | 281 | Laboratorijski testovi i reagensi za aparat BD FACSCanto II | 88 | CD14 APC-H7 klon MÏ†P9 (also known as MÏ†P-9) | RGN213537 | pakovanje | 100 testova | Bd | CD14 APC-H7 | 114480 | 20% | Uni-chem d.o.o. | 105-24/24 | 08.10.2024 | 08.10.2025
Reagensi, izuzev za transfuziju | 404-1-110/24-44 | 281 | Laboratorijski testovi i reagensi za aparat BD FACSCanto II | 89 | CD64 PE klon 10,1 | RGN213538 | pakovanje | 50 testova | Bd | CD64 PE | 75260 | 20% | Uni-chem d.o.o. | 105-24/24 | 08.10.2024 | 08.10.2025
Reagensi, izuzev za transfuziju | 404-1-110/24-44 | 281 | Laboratorijski testovi i reagensi za aparat BD FACSCanto II | 90 | CD20 BD Horizon V500 klon L27 | RGN213539 | pakovanje | 100 testova | Bd | CD20 BD Horizon V500 | 116070 | 20% | Uni-chem d.o.o. | 105-24/24 | 08.10.2024 | 08.10.2025
Reagensi, izuzev za transfuziju | 404-1-110/24-44 | 281 | Laboratorijski testovi i reagensi za aparat BD FACSCanto II | 91 | CD138 V500-C RUO klon MI15 | RGN213540 | pakovanje | 100 testova | Bd | CD138 BD Horizon V500 | 116070 | 20% | Uni-chem d.o.o. | 105-24/24 | 08.10.2024 | 08.10.2025
Reagensi, izuzev za transfuziju | 404-1-110/24-44 | 281 | Laboratorijski testovi i reagensi za aparat BD FACSCanto II | 92 | CD4 V450 (SK3) RUO klon SK3 (also known as Leu3a) | RGN213541 | pakovanje | 100 testova | Bd | Hu CD4 V450 RUO (GMP) | 90000 | 20% | Uni-chem d.o.o. | 105-24/24 | 08.10.2024 | 08.10.2025
Reagensi, izuzev za transfuziju | 404-1-110/24-44 | 281 | Laboratorijski testovi i reagensi za aparat BD FACSCanto II | 93 | CD9 APC-H7 RUO klon M-L13 | RGN213542 | pakovanje | 100 testova | Bd | CD9 APC-H7 RUO(GMP) | 125716 | 20% | Uni-chem d.o.o. | 105-24/24 | 08.10.2024 | 08.10.2025
Reagensi, izuzev za transfuziju | 404-1-110/24-44 | 281 | Laboratorijski testovi i reagensi za aparat BD FACSCanto II | 94 | Hu TCR g/d PE-Cy7 RUO (GMP) klon 11F2 | RGN242307 | pakovanje | 100 testova | Bd | Hu TCR g/d PE-Cy7 RUO (GMP) | 96036 | 20% | Uni-chem d.o.o. | 105-24/24 | 08.10.2024 | 08.10.2025
Reagensi, izuzev za transfuziju | 404-1-110/24-44 | 281 | Laboratorijski testovi i reagensi za aparat BD FACSCanto II | 95 | TCR gamma/delta-1 PE-Cy7 (11F2) RUO klon 11F2 | RGN213544 | pakovanje | 100 testova | Bd | Hu TCR g/d PE-Cy7 RUO (GMP) | 96036 | 20% | Uni-chem d.o.o. | 105-24/24 | 08.10.2024 | 08.10.2025
Reagensi, izuzev za transfuziju | 404-1-110/24-44 | 281 | Laboratorijski testovi i reagensi za aparat BD FACSCanto II | 96 | CD36 FITC RUO(GMP) klon CLB-IVC7 | RGN213545 | pakovanje | 50 testova | Bd | FITC labeled anti-human CD36 | 56300 | 20% | Uni-chem d.o.o. | 105-24/24 | 08.10.2024 | 08.10.2025
Reagensi, izuzev za transfuziju | 404-1-110/24-44 | 281 | Laboratorijski testovi i reagensi za aparat BD FACSCanto II | 97 | IREM-2 APC RUO klon UP-H2 | RGN213546 | pakovanje | 100 testova | Bd | IREM-2 (CD300e) APC RUO (GMP) | 100276 | 20% | Uni-chem d.o.o. | 105-24/24 | 08.10.2024 | 08.10.2025
Reagensi, izuzev za transfuziju | 404-1-110/24-44 | 281 | Laboratorijski testovi i reagensi za aparat BD FACSCanto II | 98 | CD21 V450 (B-Ly4) RUO klon B-ly4 | RGN213547 | pakovanje | 100 testova | Bd | CD21 V450 RUO(GMP) | 113420 | 20% | Uni-chem d.o.o. | 105-24/24 | 08.10.2024 | 08.10.2025
Reagensi, izuzev za transfuziju | 404-1-110/24-44 | 281 | Laboratorijski testovi i reagensi za aparat BD FACSCanto II | 99 | CD24 APC-H7 RUO(GMP) klon ML5 | RGN213548 | pakovanje | 100 testova | Bd | CD24 APC-H7 RUO(GMP) | 100000 | 20% | Uni-chem d.o.o. | 105-24/24 | 08.10.2024 | 08.10.2025
Reagensi, izuzev za transfuziju | 404-1-110/24-44 | 281 | Laboratorijski testovi i reagensi za aparat BD FACSCanto II | 100 | PHOSPHATE BUFFERED SALINE, PH 7.2, STER& | RGN213549 | pakovanje | 500ML | Sigma Aldrich | PHOSPHATE BUFFERED SALINE, PH 7.2, STER& | 10500 | 20% | Uni-chem d.o.o. | 105-24/24 | 08.10.2024 | 08.10.2025
Reagensi, izuzev za transfuziju | 404-1-110/24-44 | 281 | Laboratorijski testovi i reagensi za aparat BD FACSCanto II | 101 | BOVINE SERUM ALBUMIN, HEAT SHOCK FRACT& | RGN213550 | pakovanje | 100G | Sigma Aldrich | BOVINE SERUM ALBUMIN, HEAT SHOCK FRACT& | 67000 | 20% | Uni-chem d.o.o. | 105-24/24 | 08.10.2024 | 08.10.2025
Reagensi, izuzev za transfuziju | 404-1-110/24-44 | 281 | Laboratorijski testovi i reagensi za aparat BD FACSCanto II | 102 | HU FOXP3 Staining Kit PE | RGN213551 | pakovanje | 100 testova | Bd | HU FOXP3 Staining Kit PE | 206300 | 20% | Uni-chem d.o.o. | 105-24/24 | 08.10.2024 | 08.10.2025
Reagensi, izuzev za transfuziju | 404-1-110/24-44 | 281 | Laboratorijski testovi i reagensi za aparat BD FACSCanto II | 103 | Leukocyte Activation Cocktail, with BD GolgiPlug ( PMA, Ca-Ionophor, Brefeldin A) | RGN213552 | pakovanje | 100 μl x2 | Bd | Leukocyte Activation Cocktail, with BD GolgiPlug ( | 63600 | 20% | Uni-chem d.o.o. | 105-24/24 | 08.10.2024 | 08.10.2025
Reagensi, izuzev za transfuziju | 404-1-110/24-44 | 281 | Laboratorijski testovi i reagensi za aparat BD FACSCanto II | 104 | HU TH1/2/17 Phenotyping Kit | RGN213553 | pakovanje | 50 testova | Bd | HU TH1/2/17 Phenotyping Kit | 147600 | 20% | Uni-chem d.o.o. | 105-24/24 | 08.10.2024 | 08.10.2025
Reagensi, izuzev za transfuziju | 404-1-110/24-44 | 281 | Laboratorijski testovi i reagensi za aparat BD FACSCanto II | 105 | BD OneFlow LST | RGN213554 | pakovanje | 20 testova | Bd | BD OneFlow LST | 220000 | 20% | Uni-chem d.o.o. | 105-24/24 | 08.10.2024 | 08.10.2025
Reagensi, izuzev za transfuziju | 404-1-110/24-44 | 281 | Laboratorijski testovi i reagensi za aparat BD FACSCanto II | 106 | OneFlow ALOT | RGN213555 | pakovanje | 10 testova | Bd | OneFlow ALOT | 100000 | 20% | Uni-chem d.o.o. | 105-24/24 | 08.10.2024 | 08.10.2025
Reagensi, izuzev za transfuziju | 404-1-110/24-44 | 281 | Laboratorijski testovi i reagensi za aparat BD FACSCanto II | 107 | Oneflow B-CLPD T1 | RGN213556 | pakovanje | 20 testova | Bd | BD OneFlow B-CLPD T1 | 220000 | 20% | Uni-chem d.o.o. | 105-24/24 | 08.10.2024 | 08.10.2025
Reagensi, izuzev za transfuziju | 404-1-110/24-44 | 281 | Laboratorijski testovi i reagensi za aparat BD FACSCanto II | 108 | Oneflow PCST | RGN213557 | pakovanje | 10 testova | Bd | BD OneFlow PCST | 115000 | 20% | Uni-chem d.o.o. | 105-24/24 | 08.10.2024 | 08.10.2025
Reagensi, izuzev za transfuziju | 404-1-110/24-44 | 281 | Laboratorijski testovi i reagensi za aparat BD FACSCanto II | 109 | Oneflow PCD | RGN213558 | pakovanje | 10 testova | Bd | BD OneFlow PCD | 110000 | 20% | Uni-chem d.o.o. | 105-24/24 | 08.10.2024 | 08.10.2025
Reagensi, izuzev za transfuziju | 404-1-110/24-44 | 281 | Laboratorijski testovi i reagensi za aparat BD FACSCanto II | 110 | Ms IgG1Kpa ItCl PE-Cy7 MOPC-21 | RGN213559 | pakovanje | 100 testova | Bd | MS IgG1 Isotype Control PE-CY7 MAB | 60000 | 20% | Uni-chem d.o.o. | 105-24/24 | 08.10.2024 | 08.10.2025
Reagensi, izuzev za transfuziju | 404-1-110/24-44 | 281 | Laboratorijski testovi i reagensi za aparat BD FACSCanto II | 111 | Hu CD2 PE RPA-2.10 | RGN213560 | pakovanje | 100 testova | Bd | PE labeled anti-human CD2 | 54908 | 20% | Uni-chem d.o.o. | 105-24/24 | 08.10.2024 | 08.10.2025
Reagensi, izuzev za transfuziju | 404-1-110/24-44 | 281 | Laboratorijski testovi i reagensi za aparat BD FACSCanto II | 112 | PE-Cy™7 Mouse Anti-Human CD8 klon HIT8a | RGN213561 | pakovanje | 100 testova | Bd | PE-Cy™7 Mouse Anti-Human CD8 klon HIT8a | 46000 | 20% | Uni-chem d.o.o. | 105-24/24 | 08.10.2024 | 08.10.2025
Reagensi, izuzev za transfuziju | 404-1-110/24-44 | 281 | Laboratorijski testovi i reagensi za aparat BD FACSCanto II | 113 | Hu CD8 APC-Cy7 SK1 | RGN213562 | pakovanje | 100 testova | Bd | HU CD8 APC-CY7 MAB | 89146 | 20% | Uni-chem d.o.o. | 105-24/24 | 08.10.2024 | 08.10.2025
Reagensi, izuzev za transfuziju | 404-1-110/24-44 | 281 | Laboratorijski testovi i reagensi za aparat BD FACSCanto II | 114 | Hu CD10 PE-Cy7 klon HI10a | RGN242308 | pakovanje | 100 testova | Bd | Hu CD10 PE-Cy7 | 51304 | 20% | Uni-chem d.o.o. | 105-24/24 | 08.10.2024 | 08.10.2025
Reagensi, izuzev za transfuziju | 404-1-110/24-44 | 281 | Laboratorijski testovi i reagensi za aparat BD FACSCanto II | 115 | Hu CD14 PE-Cy7 klon MÏ†P9 (also known as MÏ†P-9) | RGN213564 | pakovanje | 100 testova | Bd | Hu CD14 PE-Cy7 | 65084 | 20% | Uni-chem d.o.o. | 105-24/24 | 08.10.2024 | 08.10.2025
Reagensi, izuzev za transfuziju | 404-1-110/24-44 | 281 | Laboratorijski testovi i reagensi za aparat BD FACSCanto II | 116 | Hu CD19 APC-Cy7 klon SJ25C1 (also known as SJ25-C1) | RGN213565 | pakovanje | 100 testova | Bd | HU CD19 APC-CY7 MAB | 70000 | 20% | Uni-chem d.o.o. | 105-24/24 | 08.10.2024 | 08.10.2025
Reagensi, izuzev za transfuziju | 404-1-110/24-44 | 281 | Laboratorijski testovi i reagensi za aparat BD FACSCanto II | 117 | Hu CD22 APC klon HIB22 | RGN213566 | pakovanje | 100 testova | Bd | Hu CD22 APC | 51410 | 20% | Uni-chem d.o.o. | 105-24/24 | 08.10.2024 | 08.10.2025
Reagensi, izuzev za transfuziju | 404-1-110/24-44 | 281 | Laboratorijski testovi i reagensi za aparat BD FACSCanto II | 118 | Hu CD38 PE-Cy7 klon HIT2 | RGN213567 | pakovanje | 50 testova | Bd | HU CD38 PE-CY7 MAB | 49820 | 20% | Uni-chem d.o.o. | 105-24/24 | 08.10.2024 | 08.10.2025
Reagensi, izuzev za transfuziju | 404-1-110/24-44 | 281 | Laboratorijski testovi i reagensi za aparat BD FACSCanto II | 119 | Hu CD45 Horizon V500 klon HI30 | RGN213568 | pakovanje | 100 testova | Bd | HU CD45 BD Horizon V500 MAB | 91478 | 20% | Uni-chem d.o.o. | 105-24/24 | 08.10.2024 | 08.10.2025
Reagensi, izuzev za transfuziju | 404-1-110/24-44 | 281 | Laboratorijski testovi i reagensi za aparat BD FACSCanto II | 120 | Hu CD45RA PE-Cy7 klon HI100 | RGN213569 | pakovanje | 50 testova | Bd | HU CD45RA PE-CY7 MAB | 40000 | 20% | Uni-chem d.o.o. | 105-24/24 | 08.10.2024 | 08.10.2025
Reagensi, izuzev za transfuziju | 404-1-110/24-44 | 281 | Laboratorijski testovi i reagensi za aparat BD FACSCanto II | 121 | Hu CD56 PE-Cy7 klon B159 | RGN213570 | pakovanje | 100 testova | Bd | CD56 PE-Cy7 | 84800 | 20% | Uni-chem d.o.o. | 105-24/24 | 08.10.2024 | 08.10.2025
Reagensi, izuzev za transfuziju | 404-1-110/24-44 | 281 | Laboratorijski testovi i reagensi za aparat BD FACSCanto II | 122 | Hu CD71 APC klon M-A712 | RGN213571 | pakovanje | 100 testova | Bd | HU CD71 APC MAB | 86178 | 20% | Uni-chem d.o.o. | 105-24/24 | 08.10.2024 | 08.10.2025
Reagensi, izuzev za transfuziju | 404-1-110/24-44 | 281 | Laboratorijski testovi i reagensi za aparat BD FACSCanto II | 123 | Hu CD103 FITC klon Ber-ACT8 | RGN213572 | pakovanje | 100 testova | Bd | FITC labeled anti-human CD103 | 62752 | 20% | Uni-chem d.o.o. | 105-24/24 | 08.10.2024 | 08.10.2025
Reagensi, izuzev za transfuziju | 404-1-110/24-44 | 281 | Laboratorijski testovi i reagensi za aparat BD FACSCanto II | 124 | Hu CD117 APC klon YB5.B8 | RGN213573 | pakovanje | 0.1 mg | Bd | APC labeled anti-human C-kit(CD117) | 110028 | 20% | Uni-chem d.o.o. | 105-24/24 | 08.10.2024 | 08.10.2025
Reagensi, izuzev za transfuziju | 404-1-110/24-44 | 281 | Laboratorijski testovi i reagensi za aparat BD FACSCanto II | 125 | Hu HLA-DR PE-Cy7 klon G46-6 | RGN213574 | pakovanje | 50 testova | Bd | HU HLA-DR PE-CY7 MAB | 49820 | 20% | Uni-chem d.o.o. | 105-24/24 | 08.10.2024 | 08.10.2025
Reagensi, izuzev za transfuziju | 404-1-110/24-44 | 281 | Laboratorijski testovi i reagensi za aparat BD FACSCanto II | 126 | Hu HLA-DR Horizon V450 klon G46-6 | RGN213575 | pakovanje | 50 testova | Bd | HU HLA-DR BD Horizon V450 MAB | 42718 | 20% | Uni-chem d.o.o. | 105-24/24 | 08.10.2024 | 08.10.2025
Reagensi, izuzev za transfuziju | 404-1-110/24-44 | 281 | Laboratorijski testovi i reagensi za aparat BD FACSCanto II | 127 | Hu Ig Lam Lgt Chain PEklon JDC-12 | RGN213576 | pakovanje | 100 testova | Bd | PE labeled anti-human lambda ( lambda ) | 73670 | 20% | Uni-chem d.o.o. | 105-24/24 | 08.10.2024 | 08.10.2025
Reagensi, izuzev za transfuziju | 404-1-110/24-44 | 281 | Laboratorijski testovi i reagensi za aparat BD FACSCanto II | 128 | Hu Lgt Chn Lam Alexa 647 klon JDC-12 | RGN213577 | pakovanje | 50 testova | Bd | Mouse Anti-Human Light Chain, λ Alexa647 | 38000 | 20% | Uni-chem d.o.o. | 105-24/24 | 08.10.2024 | 08.10.2025
Reagensi, izuzev za transfuziju | 404-1-110/24-44 | 281 | Laboratorijski testovi i reagensi za aparat BD FACSCanto II | 129 | A-HUMAN CD55 APC | RGN232929 | pakovanje | 100 testova | Bd | A-HUMAN CD55 APC | 70000 | 20% | Uni-chem d.o.o. | 105-24/24 | 08.10.2024 | 08.10.2025
Reagensi, izuzev za transfuziju | 404-1-110/24-44 | 281 | Laboratorijski testovi i reagensi za aparat BD FACSCanto II | 130 | ANTI-HUMAN CD59 FITC Clone(p282(H19) | RGN232930 | pakovanje | 100 testova | Bd | FITC labeled anti-human CD59 | 50000 | 20% | Uni-chem d.o.o. | 105-24/24 | 08.10.2024 | 08.10.2025
Reagensi, izuzev za transfuziju | 404-1-110/24-44 | 281 | Laboratorijski testovi i reagensi za aparat BD FACSCanto II | 131 | ANTI-HUMAN CD59 PE Clonep282(H19) | RGN232931 | pakovanje | 100 testova | Bd | ANTI-HUMAN CD59 PE Clonep282(H19) Isotype Mouse IgG2a | 67522 | 20% | Uni-chem d.o.o. | 105-24/24 | 08.10.2024 | 08.10.2025
Reagensi, izuzev za transfuziju | 404-1-110/24-44 | 281 | Laboratorijski testovi i reagensi za aparat BD FACSCanto II | 132 | HU CD48 PE MAB | RGN232932 | pakovanje | 100 testova | Bd | HU CD48 PE MAB | 59678 | 20% | Uni-chem d.o.o. | 105-24/24 | 08.10.2024 | 08.10.2025
Reagensi, izuzev za transfuziju | 404-1-110/24-44 | 281 | Laboratorijski testovi i reagensi za aparat BD FACSCanto II | 133 | ANTI-HUMAN CD59 PE Clonep282(H19) Isotype Mouse IgG2a | RGN232933 | pakovanje | 100 tests | Bd | ANTI-HUMAN CD59 PE Clonep282(H19) Isotype Mouse IgG2a | 67522 | 20% | Uni-chem d.o.o. | 105-24/24 | 08.10.2024 | 08.10.2025
Reagensi, izuzev za transfuziju | 404-1-110/24-44 | 281 | Laboratorijski testovi i reagensi za aparat BD FACSCanto II | 134 | HU CD48 PE MAB | RGN232932 | pakovanje | 100 tests | Bd | HU CD48 PE MAB | 59678 | 20% | Uni-chem d.o.o. | 105-24/24 | 08.10.2024 | 08.10.2025
Reagensi, izuzev za transfuziju | 404-1-110/24-44 | 281 | Laboratorijski testovi i reagensi za aparat BD FACSCanto II | 135 | Hu CD68 PE-Cy7 Y1/82A 50Tst | RGN232934 | pakovanje | 50 tests | Bd | Hu CD68 PE-Cy7 Y1/82A 50Tst | 48760 | 20% | Uni-chem d.o.o. | 105-24/24 | 08.10.2024 | 08.10.2025
Reagensi, izuzev za transfuziju | 404-1-110/24-44 | 281 | Laboratorijski testovi i reagensi za aparat BD FACSCanto II | 136 | HU CD16 PERCP-CY5.5 | RGN232935 | pakovanje | 50 tests | Bd | HU CD16 PERCP-CY5.5 | 59678 | 20% | Uni-chem d.o.o. | 105-24/24 | 08.10.2024 | 08.10.2025
Reagensi, izuzev za transfuziju | 404-1-110/24-44 | 281 | Laboratorijski testovi i reagensi za aparat BD FACSCanto II | 137 | Hu TSLP Rcptr PE 1F11/TSLPR 50ug | RGN232936 | pakovanje | 50 ug | Bd | Hu TSLP Rcptr PE 1F11/TSLPR 50ug | 48760 | 20% | Uni-chem d.o.o. | 105-24/24 | 08.10.2024 | 08.10.2025
Reagensi, izuzev za transfuziju | 404-1-110/24-44 | 281 | Laboratorijski testovi i reagensi za aparat BD FACSCanto II | 138 | HU CD105 PERCP-CY5.5 | RGN232937 | pakovanje | 100 tests | Bd | HU CD105 PERCP-CY5.5 | 70000 | 20% | Uni-chem d.o.o. | 105-24/24 | 08.10.2024 | 08.10.2025
Reagensi, izuzev za transfuziju | 404-1-110/24-44 | 281 | Laboratorijski testovi i reagensi za aparat BD FACSCanto II | 139 | HU CD25 PE-CY7 MAB | RGN232938 | pakovanje | 100 tests | Bd | HU CD25 PE-CY7 MAB | 73000 | 20% | Uni-chem d.o.o. | 105-24/24 | 08.10.2024 | 08.10.2025
Reagensi, izuzev za transfuziju | 404-1-110/24-44 | 281 | Laboratorijski testovi i reagensi za aparat BD FACSCanto II | 140 | Hu CD22 PE-Cy7 HIB22 | RGN232939 | pakovanje | 100 tests | Bd | Hu CD22 PE-Cy7 HIB22 | 59678 | 20% | Uni-chem d.o.o. | 105-24/24 | 08.10.2024 | 08.10.2025
Reagensi, izuzev za transfuziju | 404-1-110/24-44 | 281 | Laboratorijski testovi i reagensi za aparat BD FACSCanto II | 141 | HU CD123 PE-CY 7 G3 | RGN232940 | pakovanje | 50 tests | Bd | HU CD123 PE-CY 7 G3 | 48760 | 20% | Uni-chem d.o.o. | 105-24/24 | 08.10.2024 | 08.10.2025
Reagensi, izuzev za transfuziju | 404-1-110/24-44 | 281 | Laboratorijski testovi i reagensi za aparat BD FACSCanto II | 142 | HU CD8 NHP HRZN V450 RPA-T8 | RGN232941 | pakovanje | 50 tests | Bd | HU CD8 NHP HRZN V450 RPA-T8 | 48760 | 20% | Uni-chem d.o.o. | 105-24/24 | 08.10.2024 | 08.10.2025
Reagensi, izuzev za transfuziju | 404-1-110/24-44 | 282 | Laboratorijski testovi i reagensi za aparat protočni citometar FC 500 / Navios / Navios EX / DxFlex Backmann Coulter | 1 | CD16 PC5, klon 3G8 | RGN213578 | kutija | 1ml | Immunotech S.A.S a Beckman Coulter Company | CD16- pc5 | 62300 | 20% | Elta 90 MS d.o.o. | 105-7/24 | 08.10.2024 | 08.10.2025
Reagensi, izuzev za transfuziju | 404-1-110/24-44 | 282 | Laboratorijski testovi i reagensi za aparat protočni citometar FC 500 / Navios / Navios EX / DxFlex Backmann Coulter | 2 | Annexin V-FITC/7-AAD kit FITC | RGN213579 | kutija | 1ml | Immunotech S.A.S a Beckman Coulter Company | Annexin V-FITC/7-AAD kit, 150 TEST | 62400 | 20% | Elta 90 MS d.o.o. | 105-7/24 | 08.10.2024 | 08.10.2025
Reagensi, izuzev za transfuziju | 404-1-110/24-44 | 282 | Laboratorijski testovi i reagensi za aparat protočni citometar FC 500 / Navios / Navios EX / DxFlex Backmann Coulter | 3 | CD10 PE, klon ALB1 | RGN232942 | kutija | 2ml | Immunotech S.A.S a Beckman Coulter Company | CD10-RPE, 2ml, ASR | 74500 | 20% | Elta 90 MS d.o.o. | 105-7/24 | 08.10.2024 | 08.10.2025
Reagensi, izuzev za transfuziju | 404-1-110/24-44 | 282 | Laboratorijski testovi i reagensi za aparat protočni citometar FC 500 / Navios / Navios EX / DxFlex Backmann Coulter | 4 | CD11b PE, klon Bear1 | RGN232943 | kutija | 2ml | Immunotech S.A.S a Beckman Coulter Company | CD11b-RPE, 2ml, ASR | 42500 | 20% | Elta 90 MS d.o.o. | 105-7/24 | 08.10.2024 | 08.10.2025
Reagensi, izuzev za transfuziju | 404-1-110/24-44 | 282 | Laboratorijski testovi i reagensi za aparat protočni citometar FC 500 / Navios / Navios EX / DxFlex Backmann Coulter | 5 | Myeloperoxidase PE, klon CLB-MPO-1 | RGN232944 | kutija | 100 testova | Immunotech S.A.S a Beckman Coulter Company | Anti-Myeloperoxidase -PE | 62700 | 20% | Elta 90 MS d.o.o. | 105-7/24 | 08.10.2024 | 08.10.2025
Reagensi, izuzev za transfuziju | 404-1-110/24-44 | 282 | Laboratorijski testovi i reagensi za aparat protočni citometar FC 500 / Navios / Navios EX / DxFlex Backmann Coulter | 6 | CD19 PE, klon J3-119 | RGN232945 | kutija | 2ml | Immunotech S.A.S a Beckman Coulter Company | CD19-RPE, 2ml, ASR | 57500 | 20% | Elta 90 MS d.o.o. | 105-7/24 | 08.10.2024 | 08.10.2025
Reagensi, izuzev za transfuziju | 404-1-110/24-44 | 282 | Laboratorijski testovi i reagensi za aparat protočni citometar FC 500 / Navios / Navios EX / DxFlex Backmann Coulter | 7 | CD20 PC5, klon B9E9 | RGN232946 | kutija | 100 testova | Immunotech S.A.S a Beckman Coulter Company | CD20 - PC5 | 70000 | 20% | Elta 90 MS d.o.o. | 105-7/24 | 08.10.2024 | 08.10.2025
Reagensi, izuzev za transfuziju | 404-1-110/24-44 | 282 | Laboratorijski testovi i reagensi za aparat protočni citometar FC 500 / Navios / Navios EX / DxFlex Backmann Coulter | 8 | CD2 FITC | RGN232947 | kutija | 100 testova | Immunotech S.A.S a Beckman Coulter Company | CD2 FITC | 36700 | 20% | Elta 90 MS d.o.o. | 105-7/24 | 08.10.2024 | 08.10.2025
Reagensi, izuzev za transfuziju | 404-1-110/24-44 | 282 | Laboratorijski testovi i reagensi za aparat protočni citometar FC 500 / Navios / Navios EX / DxFlex Backmann Coulter | 9 | CD3 ECD, klon UCHT1 | RGN232948 | kutija | 100 testova | Immunotech S.A.S a Beckman Coulter Company | CD3 - ECD | 63000 | 20% | Elta 90 MS d.o.o. | 105-7/24 | 08.10.2024 | 08.10.2025
Reagensi, izuzev za transfuziju | 404-1-110/24-44 | 282 | Laboratorijski testovi i reagensi za aparat protočni citometar FC 500 / Navios / Navios EX / DxFlex Backmann Coulter | 10 | CD33 PC5, klon D3HL60.251 | RGN232949 | kutija | 100 testova | Immunotech S.A.S a Beckman Coulter Company | CD33 - PC5 | 75900 | 20% | Elta 90 MS d.o.o. | 105-7/24 | 08.10.2024 | 08.10.2025
Reagensi, izuzev za transfuziju | 404-1-110/24-44 | 282 | Laboratorijski testovi i reagensi za aparat protočni citometar FC 500 / Navios / Navios EX / DxFlex Backmann Coulter | 11 | CD38 PC5, klon LS198-4-3 | RGN232950 | kutija | 0,5ml | Immunotech S.A.S a Beckman Coulter Company | CD38-PC5, 1ml, ASR | 84100 | 20% | Elta 90 MS d.o.o. | 105-7/24 | 08.10.2024 | 08.10.2025
Reagensi, izuzev za transfuziju | 404-1-110/24-44 | 282 | Laboratorijski testovi i reagensi za aparat protočni citometar FC 500 / Navios / Navios EX / DxFlex Backmann Coulter | 12 | CD43 PE, klon DFT1 | RGN232951 | kutija | 2ml | Immunotech S.A.S a Beckman Coulter Company | CD43-RPE, 2ml ASR | 65500 | 20% | Elta 90 MS d.o.o. | 105-7/24 | 08.10.2024 | 08.10.2025
Reagensi, izuzev za transfuziju | 404-1-110/24-44 | 282 | Laboratorijski testovi i reagensi za aparat protočni citometar FC 500 / Navios / Navios EX / DxFlex Backmann Coulter | 13 | CD5 PC7, klon BL1a | RGN232952 | kutija | 100 testova | Immunotech S.A.S a Beckman Coulter Company | CD5 - pc7 | 81500 | 20% | Elta 90 MS d.o.o. | 105-7/24 | 08.10.2024 | 08.10.2025
Reagensi, izuzev za transfuziju | 404-1-110/24-44 | 282 | Laboratorijski testovi i reagensi za aparat protočni citometar FC 500 / Navios / Navios EX / DxFlex Backmann Coulter | 14 | CD79b PE, klon CB3-1 | RGN232953 | kutija | 100 testova | Immunotech S.A.S a Beckman Coulter Company | CD79b - PE | 54100 | 20% | Elta 90 MS d.o.o. | 105-7/24 | 08.10.2024 | 08.10.2025
Reagensi, izuzev za transfuziju | 404-1-110/24-44 | 282 | Laboratorijski testovi i reagensi za aparat protočni citometar FC 500 / Navios / Navios EX / DxFlex Backmann Coulter | 15 | CD7 FITC | RGN232954 | kutija | 100 testova | Immunotech S.A.S a Beckman Coulter Company | CD7 - FITC | 36400 | 20% | Elta 90 MS d.o.o. | 105-7/24 | 08.10.2024 | 08.10.2025
Reagensi, izuzev za transfuziju | 404-1-110/24-44 | 282 | Laboratorijski testovi i reagensi za aparat protočni citometar FC 500 / Navios / Navios EX / DxFlex Backmann Coulter | 16 | FMC7 FITC, klon FMC7 | RGN232955 | kutija | 100 testova | Immunotech S.A.S a Beckman Coulter Company | Anti-FMC7 - FITC | 81880 | 20% | Elta 90 MS d.o.o. | 105-7/24 | 08.10.2024 | 08.10.2025
Reagensi, izuzev za transfuziju | 404-1-110/24-44 | 282 | Laboratorijski testovi i reagensi za aparat protočni citometar FC 500 / Navios / Navios EX / DxFlex Backmann Coulter | 17 | HLA-DR PE | RGN232956 | kutija | 100 testova | Immunotech S.A.S a Beckman Coulter Company | Anti-HLA-DR - PE | 38500 | 20% | Elta 90 MS d.o.o. | 105-7/24 | 08.10.2024 | 08.10.2025
Reagensi, izuzev za transfuziju | 404-1-110/24-44 | 282 | Laboratorijski testovi i reagensi za aparat protočni citometar FC 500 / Navios / Navios EX / DxFlex Backmann Coulter | 18 | IgG1 mouse PC5 anti human | RGN213595 | kutija | 1ml | Immunotech S.A.S a Beckman Coulter Company | IgG1(mouse)-PC5, 1ml, ASR | 64600 | 20% | Elta 90 MS d.o.o. | 105-7/24 | 08.10.2024 | 08.10.2025
Reagensi, izuzev za transfuziju | 404-1-110/24-44 | 282 | Laboratorijski testovi i reagensi za aparat protočni citometar FC 500 / Navios / Navios EX / DxFlex Backmann Coulter | 19 | IgG1 mouse PC7 anti human | RGN213596 | kutija | 1ml | Beckman Coulter INC. | IgG1 mouse PC7 anti human | 64300 | 20% | Elta 90 MS d.o.o. | 105-7/24 | 08.10.2024 | 08.10.2025
Reagensi, izuzev za transfuziju | 404-1-110/24-44 | 282 | Laboratorijski testovi i reagensi za aparat protočni citometar FC 500 / Navios / Navios EX / DxFlex Backmann Coulter | 20 | CD22 PC5, klon SJ10.1H11 | RGN213597 | kutija | 1ml | Immunotech S.A.S a Beckman Coulter Company | CD22-PC5, 1ml, ASR | 58200 | 20% | Elta 90 MS d.o.o. | 105-7/24 | 08.10.2024 | 08.10.2025
Reagensi, izuzev za transfuziju | 404-1-110/24-44 | 282 | Laboratorijski testovi i reagensi za aparat protočni citometar FC 500 / Navios / Navios EX / DxFlex Backmann Coulter | 21 | LAB EQUIP, TEST TUBE, 12 X 75 MM, POLYPROPYLENE (250/PK) | RGN232957 | kutija | 250 komada | Immunotech S.A.S a Beckman Coulter Company | LAB EQUIP, TEST TUBE, 12 X 75 MM, POLYPROPYLENE (250/PK) | 15000 | 20% | Elta 90 MS d.o.o. | 105-7/24 | 08.10.2024 | 08.10.2025
Reagensi, izuzev za transfuziju | 404-1-110/24-44 | 282 | Laboratorijski testovi i reagensi za aparat protočni citometar FC 500 / Navios / Navios EX / DxFlex Backmann Coulter | 22 | TdT FITC, klon HT1+HT4+HT8+HT9 | RGN213599 | kutija | 1ml | Immunotech S.A.S a Beckman Coulter Company | Anti-tdT(Pool)-FITC, 1ml, ASR | 144900 | 20% | Elta 90 MS d.o.o. | 105-7/24 | 08.10.2024 | 08.10.2025
Reagensi, izuzev za transfuziju | 404-1-110/24-44 | 282 | Laboratorijski testovi i reagensi za aparat protočni citometar FC 500 / Navios / Navios EX / DxFlex Backmann Coulter | 23 | FP,FLOW CHECK | RGN232958 | kutija | 3 X 10 ML | Beckman Coulter INC. | FLOW CHECK Fluorospheres | 31460 | 20% | Elta 90 MS d.o.o. | 105-7/24 | 08.10.2024 | 08.10.2025
Reagensi, izuzev za transfuziju | 404-1-110/24-44 | 282 | Laboratorijski testovi i reagensi za aparat protočni citometar FC 500 / Navios / Navios EX / DxFlex Backmann Coulter | 24 | FP,IMMUNOPREP RGT | RGN232959 | kutija | 300 testova | Beckman Coulter INC. | FP,IMMUNOPREP RGT | 250000 | 20% | Elta 90 MS d.o.o. | 105-7/24 | 08.10.2024 | 08.10.2025
Reagensi, izuzev za transfuziju | 404-1-110/24-44 | 282 | Laboratorijski testovi i reagensi za aparat protočni citometar FC 500 / Navios / Navios EX / DxFlex Backmann Coulter | 25 | IntraPrep Permeabilization Reagent | RGN232960 | kutija | 50 testova | Immunotech S.A.S a Beckman Coulter Company | IntraPrep Permeabilization Reagent | 28700 | 20% | Elta 90 MS d.o.o. | 105-7/24 | 08.10.2024 | 08.10.2025
Reagensi, izuzev za transfuziju | 404-1-110/24-44 | 282 | Laboratorijski testovi i reagensi za aparat protočni citometar FC 500 / Navios / Navios EX / DxFlex Backmann Coulter | 26 | CD4 PE, klon 13B8.2 | RGN232961 | kutija | 100 testova | Immunotech S.A.S a Beckman Coulter Company | CD4 - PE | 42800 | 20% | Elta 90 MS d.o.o. | 105-7/24 | 08.10.2024 | 08.10.2025
Reagensi, izuzev za transfuziju | 404-1-110/24-44 | 282 | Laboratorijski testovi i reagensi za aparat protočni citometar FC 500 / Navios / Navios EX / DxFlex Backmann Coulter | 27 | CD8 FITC, klon SFCI21Thy2D3 | RGN232962 | kutija | 100 testova | Immunotech S.A.S a Beckman Coulter Company | CD8 - FITC | 38500 | 20% | Elta 90 MS d.o.o. | 105-7/24 | 08.10.2024 | 08.10.2025
Reagensi, izuzev za transfuziju | 404-1-110/24-44 | 282 | Laboratorijski testovi i reagensi za aparat protočni citometar FC 500 / Navios / Navios EX / DxFlex Backmann Coulter | 28 | CD13 PE, SJ1D1 | RGN232963 | kutija | 100 testova | Immunotech S.A.S a Beckman Coulter Company | CD13 - PE | 46800 | 20% | Elta 90 MS d.o.o. | 105-7/24 | 08.10.2024 | 08.10.2025
Reagensi, izuzev za transfuziju | 404-1-110/24-44 | 282 | Laboratorijski testovi i reagensi za aparat protočni citometar FC 500 / Navios / Navios EX / DxFlex Backmann Coulter | 29 | CD14 FITC | RGN232964 | kutija | 2ml | Immunotech S.A.S a Beckman Coulter Company | CD14 - FITC | 46800 | 20% | Elta 90 MS d.o.o. | 105-7/24 | 08.10.2024 | 08.10.2025
Reagensi, izuzev za transfuziju | 404-1-110/24-44 | 282 | Laboratorijski testovi i reagensi za aparat protočni citometar FC 500 / Navios / Navios EX / DxFlex Backmann Coulter | 30 | CD15 PE, klon 80H5 | RGN232965 | kutija | 2ml | Immunotech S.A.S a Beckman Coulter Company | CD15-RPE, 2ml, ASR | 42550 | 20% | Elta 90 MS d.o.o. | 105-7/24 | 08.10.2024 | 08.10.2025
Reagensi, izuzev za transfuziju | 404-1-110/24-44 | 282 | Laboratorijski testovi i reagensi za aparat protočni citometar FC 500 / Navios / Navios EX / DxFlex Backmann Coulter | 31 | CD19 FITC | RGN232966 | kutija | 100 testova | Immunotech S.A.S a Beckman Coulter Company | CD19 FITC | 42500 | 20% | Elta 90 MS d.o.o. | 105-7/24 | 08.10.2024 | 08.10.2025
Reagensi, izuzev za transfuziju | 404-1-110/24-44 | 282 | Laboratorijski testovi i reagensi za aparat protočni citometar FC 500 / Navios / Navios EX / DxFlex Backmann Coulter | 32 | CD21 FITC, klon BL13 | RGN232967 | kutija | 2ml | Immunotech S.A.S a Beckman Coulter Company | CD21 FITC, 2ml, ASR | 45300 | 20% | Elta 90 MS d.o.o. | 105-7/24 | 08.10.2024 | 08.10.2025
Reagensi, izuzev za transfuziju | 404-1-110/24-44 | 282 | Laboratorijski testovi i reagensi za aparat protočni citometar FC 500 / Navios / Navios EX / DxFlex Backmann Coulter | 33 | CD23 ECD, klon 9P25 | RGN213610 | kutija | 1ml | Immunotech S.A.S a Beckman Coulter Company | CD23-ECD, 1ml, ASR | 49500 | 20% | Elta 90 MS d.o.o. | 105-7/24 | 08.10.2024 | 08.10.2025
Reagensi, izuzev za transfuziju | 404-1-110/24-44 | 282 | Laboratorijski testovi i reagensi za aparat protočni citometar FC 500 / Navios / Navios EX / DxFlex Backmann Coulter | 34 | CD34 PE | RGN232968 | kutija | 2ml | Immunotech S.A.S a Beckman Coulter Company | CD34 -RPE | 63500 | 20% | Elta 90 MS d.o.o. | 105-7/24 | 08.10.2024 | 08.10.2025
Reagensi, izuzev za transfuziju | 404-1-110/24-44 | 282 | Laboratorijski testovi i reagensi za aparat protočni citometar FC 500 / Navios / Navios EX / DxFlex Backmann Coulter | 35 | CD45 PC7, klon J33 | RGN232969 | kutija | 100 testova | Immunotech S.A.S a Beckman Coulter Company | CD45 - pc7 | 58300 | 20% | Elta 90 MS d.o.o. | 105-7/24 | 08.10.2024 | 08.10.2025
Reagensi, izuzev za transfuziju | 404-1-110/24-44 | 282 | Laboratorijski testovi i reagensi za aparat protočni citometar FC 500 / Navios / Navios EX / DxFlex Backmann Coulter | 36 | CD45 PC5 | RGN232970 | kutija | 100 testova | Immunotech S.A.S a Beckman Coulter Company | CD45 - PC5 | 6780 | 20% | Elta 90 MS d.o.o. | 105-7/24 | 08.10.2024 | 08.10.2025
Reagensi, izuzev za transfuziju | 404-1-110/24-44 | 282 | Laboratorijski testovi i reagensi za aparat protočni citometar FC 500 / Navios / Navios EX / DxFlex Backmann Coulter | 37 | CD56 PE, klon N901 | RGN232971 | kutija | 2ml | Immunotech S.A.S a Beckman Coulter Company | CD56-RPE, 2ml, ASR | 71000 | 20% | Elta 90 MS d.o.o. | 105-7/24 | 08.10.2024 | 08.10.2025
Reagensi, izuzev za transfuziju | 404-1-110/24-44 | 282 | Laboratorijski testovi i reagensi za aparat protočni citometar FC 500 / Navios / Navios EX / DxFlex Backmann Coulter | 38 | CD103 FITC, klon 2G5 | RGN232972 | kutija | 2ml | Immunotech S.A.S a Beckman Coulter Company | CD103 FITC, 2ml, ASR | 41000 | 20% | Elta 90 MS d.o.o. | 105-7/24 | 08.10.2024 | 08.10.2025
Reagensi, izuzev za transfuziju | 404-1-110/24-44 | 282 | Laboratorijski testovi i reagensi za aparat protočni citometar FC 500 / Navios / Navios EX / DxFlex Backmann Coulter | 39 | CD117 PC5 | RGN232973 | kutija | 100 testova | Immunotech S.A.S a Beckman Coulter Company | CD117 - PC5 | 67000 | 20% | Elta 90 MS d.o.o. | 105-7/24 | 08.10.2024 | 08.10.2025
Reagensi, izuzev za transfuziju | 404-1-110/24-44 | 282 | Laboratorijski testovi i reagensi za aparat protočni citometar FC 500 / Navios / Navios EX / DxFlex Backmann Coulter | 40 | CD65 FITC, klon 88H7 | RGN232974 | kutija | 2ml | Immunotech S.A.S a Beckman Coulter Company | CD65 - FITC | 43300 | 20% | Elta 90 MS d.o.o. | 105-7/24 | 08.10.2024 | 08.10.2025
Reagensi, izuzev za transfuziju | 404-1-110/24-44 | 282 | Laboratorijski testovi i reagensi za aparat protočni citometar FC 500 / Navios / Navios EX / DxFlex Backmann Coulter | 41 | KAPPA FITC | RGN232975 | kutija | 2ml | Immunotech S.A.S a Beckman Coulter Company | Anti-Kappa FITC, 2ml, ASR | 65400 | 20% | Elta 90 MS d.o.o. | 105-7/24 | 08.10.2024 | 08.10.2025
Reagensi, izuzev za transfuziju | 404-1-110/24-44 | 282 | Laboratorijski testovi i reagensi za aparat protočni citometar FC 500 / Navios / Navios EX / DxFlex Backmann Coulter | 42 | IgG1 mouse FITC anti human | RGN232976 | kutija | 2ml | Immunotech S.A.S a Beckman Coulter Company | IgG1 (Mouse)-FITC, 2ml, ASR | 39000 | 20% | Elta 90 MS d.o.o. | 105-7/24 | 08.10.2024 | 08.10.2025
Reagensi, izuzev za transfuziju | 404-1-110/24-44 | 282 | Laboratorijski testovi i reagensi za aparat protočni citometar FC 500 / Navios / Navios EX / DxFlex Backmann Coulter | 43 | IgG1 mouse PE anti human | RGN232977 | kutija | 2ml | Immunotech S.A.S a Beckman Coulter Company | IgG1 (Mouse)-RPE, 2ml, ASR | 45000 | 20% | Elta 90 MS d.o.o. | 105-7/24 | 08.10.2024 | 08.10.2025
Reagensi, izuzev za transfuziju | 404-1-110/24-44 | 282 | Laboratorijski testovi i reagensi za aparat protočni citometar FC 500 / Navios / Navios EX / DxFlex Backmann Coulter | 44 | IgG1 mouse ECD anti human | RGN213621 | kutija | 1ml | Immunotech S.A.S a Beckman Coulter Company | IgG1 (Mouse)-ECD, 1ml, ASR | 64500 | 20% | Elta 90 MS d.o.o. | 105-7/24 | 08.10.2024 | 08.10.2025
Reagensi, izuzev za transfuziju | 404-1-110/24-44 | 282 | Laboratorijski testovi i reagensi za aparat protočni citometar FC 500 / Navios / Navios EX / DxFlex Backmann Coulter | 45 | lambda PE | RGN232978 | kutija | 2ml | Immunotech S.A.S a Beckman Coulter Company | Anti-Lambda-RPE, 2ml,ASR | 53500 | 20% | Elta 90 MS d.o.o. | 105-7/24 | 08.10.2024 | 08.10.2025
Reagensi, izuzev za transfuziju | 404-1-110/24-44 | 282 | Laboratorijski testovi i reagensi za aparat protočni citometar FC 500 / Navios / Navios EX / DxFlex Backmann Coulter | 46 | IsoFlow Sheath Fluid | RGN232979 | kutija | 10l | Beckman Coulter INC. | IsoFlow Sheath Fluid | 14850 | 20% | Elta 90 MS d.o.o. | 105-7/24 | 08.10.2024 | 08.10.2025
Reagensi, izuzev za transfuziju | 404-1-110/24-44 | 282 | Laboratorijski testovi i reagensi za aparat protočni citometar FC 500 / Navios / Navios EX / DxFlex Backmann Coulter | 47 | Coulter Clenz Cleaning Agent | RGN232980 | kutija | 500ml | Beckman Coulter INC. | Coulter Clenz Cleaning Agent | 4900 | 20% | Elta 90 MS d.o.o. | 105-7/24 | 08.10.2024 | 08.10.2025
Reagensi, izuzev za transfuziju | 404-1-110/24-44 | 282 | Laboratorijski testovi i reagensi za aparat protočni citometar FC 500 / Navios / Navios EX / DxFlex Backmann Coulter | 48 | CD11c PC5, klon BU15 | RGN213625 | kutija | 1ml | Immunotech S.A.S a Beckman Coulter Company | CD11c-PC5, 1ml, ASR | 76000 | 20% | Elta 90 MS d.o.o. | 105-7/24 | 08.10.2024 | 08.10.2025
Reagensi, izuzev za transfuziju | 404-1-110/24-44 | 282 | Laboratorijski testovi i reagensi za aparat protočni citometar FC 500 / Navios / Navios EX / DxFlex Backmann Coulter | 49 | CD41 FITC | RGN232981 | kutija | 2ml | Immunotech S.A.S a Beckman Coulter Company | CD41-FITC, 2ml, ASR | 38200 | 20% | Elta 90 MS d.o.o. | 105-7/24 | 08.10.2024 | 08.10.2025
Reagensi, izuzev za transfuziju | 404-1-110/24-44 | 282 | Laboratorijski testovi i reagensi za aparat protočni citometar FC 500 / Navios / Navios EX / DxFlex Backmann Coulter | 50 | CD64 PE, klon 22 | RGN232982 | kutija | 2ml | Immunotech S.A.S a Beckman Coulter Company | CD64-RPE, 2ml, ASR | 66000 | 20% | Elta 90 MS d.o.o. | 105-7/24 | 08.10.2024 | 08.10.2025
Reagensi, izuzev za transfuziju | 404-1-110/24-44 | 282 | Laboratorijski testovi i reagensi za aparat protočni citometar FC 500 / Navios / Navios EX / DxFlex Backmann Coulter | 51 | IgM PE, klon SA-DA4 | RGN232983 | kutija | 50 testova | Immunotech S.A.S a Beckman Coulter Company | Anti- human IgM -RPE, 50T, RUO | 46700 | 20% | Elta 90 MS d.o.o. | 105-7/24 | 08.10.2024 | 08.10.2025
Reagensi, izuzev za transfuziju | 404-1-110/24-44 | 282 | Laboratorijski testovi i reagensi za aparat protočni citometar FC 500 / Navios / Navios EX / DxFlex Backmann Coulter | 52 | IgD FITC, klon IA6-2 | RGN232984 | kutija | 50 testova | Immunotech S.A.S a Beckman Coulter Company | Anti- human IgD - FITC, 50T, RUO | 21900 | 20% | Elta 90 MS d.o.o. | 105-7/24 | 08.10.2024 | 08.10.2025
Reagensi, izuzev za transfuziju | 404-1-110/24-44 | 282 | Laboratorijski testovi i reagensi za aparat protočni citometar FC 500 / Navios / Navios EX / DxFlex Backmann Coulter | 53 | CD79a PC5, klon HM47 | RGN213630 | kutija | 1ml | Immunotech S.A.S a Beckman Coulter Company | CD79a PC5, 1ml, ASR | 66700 | 20% | Elta 90 MS d.o.o. | 105-7/24 | 08.10.2024 | 08.10.2025
Reagensi, izuzev za transfuziju | 404-1-110/24-44 | 282 | Laboratorijski testovi i reagensi za aparat protočni citometar FC 500 / Navios / Navios EX / DxFlex Backmann Coulter | 54 | CD34 PC5, klon 581 | RGN221159 | pakovanje | 100 testova | Immunotech S.A.S a Beckman Coulter Company | CD34-PC5 | 83400 | 20% | Elta 90 MS d.o.o. | 105-7/24 | 08.10.2024 | 08.10.2025
Reagensi, izuzev za transfuziju | 404-1-110/24-44 | 282 | Laboratorijski testovi i reagensi za aparat protočni citometar FC 500 / Navios / Navios EX / DxFlex Backmann Coulter | 55 | CD22 PE, klon SJ10.1H11 | RGN221160 | pakovanje | 100 testova | Immunotech S.A.S a Beckman Coulter Company | CD22-PE | 54900 | 20% | Elta 90 MS d.o.o. | 105-7/24 | 08.10.2024 | 08.10.2025
Reagensi, izuzev za transfuziju | 404-1-110/24-44 | 282 | Laboratorijski testovi i reagensi za aparat protočni citometar FC 500 / Navios / Navios EX / DxFlex Backmann Coulter | 56 | CD19 APC a 100 testova, klon J3-119 | RGN221161 | pakovanje | 100 testova | Immunotech S.A.S a Beckman Coulter Company | CD19-APC | 71300 | 20% | Elta 90 MS d.o.o. | 105-7/24 | 08.10.2024 | 08.10.2025
Reagensi, izuzev za transfuziju | 404-1-110/24-44 | 282 | Laboratorijski testovi i reagensi za aparat protočni citometar FC 500 / Navios / Navios EX / DxFlex Backmann Coulter | 57 | CD 38 PE | RGN221162 | pakovanje | 100 testova | Immunotech S.A.S a Beckman Coulter Company | CD 38-PE | 74800 | 20% | Elta 90 MS d.o.o. | 105-7/24 | 08.10.2024 | 08.10.2025
Reagensi, izuzev za transfuziju | 404-1-110/24-44 | 282 | Laboratorijski testovi i reagensi za aparat protočni citometar FC 500 / Navios / Navios EX / DxFlex Backmann Coulter | 58 | CD 34 PE | RGN221163 | pakovanje | 100 testova | Immunotech S.A.S a Beckman Coulter Company | CD 34-PE | 79400 | 20% | Elta 90 MS d.o.o. | 105-7/24 | 08.10.2024 | 08.10.2025
Reagensi, izuzev za transfuziju | 404-1-110/24-44 | 282 | Laboratorijski testovi i reagensi za aparat protočni citometar FC 500 / Navios / Navios EX / DxFlex Backmann Coulter | 59 | CD 20 FITC | RGN221164 | pakovanje | 100 testova | Immunotech S.A.S a Beckman Coulter Company | CD 20-FITC | 69000 | 20% | Elta 90 MS d.o.o. | 105-7/24 | 08.10.2024 | 08.10.2025
Reagensi, izuzev za transfuziju | 404-1-110/24-44 | 282 | Laboratorijski testovi i reagensi za aparat protočni citometar FC 500 / Navios / Navios EX / DxFlex Backmann Coulter | 60 | CD 8 PE, klon B9.11 | RGN232985 | pakovanje | 2ml | Immunotech S.A.S a Beckman Coulter Company | CD8-RPE, 2ml, ASR | 73100 | 20% | Elta 90 MS d.o.o. | 105-7/24 | 08.10.2024 | 08.10.2025
Reagensi, izuzev za transfuziju | 404-1-110/24-44 | 282 | Laboratorijski testovi i reagensi za aparat protočni citometar FC 500 / Navios / Navios EX / DxFlex Backmann Coulter | 61 | CD4 FITC | RGN232986 | pakovanje | 2ml | Immunotech S.A.S a Beckman Coulter Company | CD4-FITC, 2ml, ASR | 63300 | 20% | Elta 90 MS d.o.o. | 105-7/24 | 08.10.2024 | 08.10.2025
Reagensi, izuzev za transfuziju | 404-1-110/24-44 | 282 | Laboratorijski testovi i reagensi za aparat protočni citometar FC 500 / Navios / Navios EX / DxFlex Backmann Coulter | 62 | CD7 FITC | RGN221167 | pakovanje | 100 testova | Immunotech S.A.S a Beckman Coulter Company | CD FITC, 2ml, ASR | 42400 | 20% | Elta 90 MS d.o.o. | 105-7/24 | 08.10.2024 | 08.10.2025
Reagensi, izuzev za transfuziju | 404-1-110/24-44 | 282 | Laboratorijski testovi i reagensi za aparat protočni citometar FC 500 / Navios / Navios EX / DxFlex Backmann Coulter | 63 | CD3/CD16+CD56 FITC/PE | RGN221168 | pakovanje | 50 testova | Immunotech S.A.S a Beckman Coulter Company | CD3/CD16+CD56 FITC/PE 50t, RUO | 59800 | 20% | Elta 90 MS d.o.o. | 105-7/24 | 08.10.2024 | 08.10.2025
Reagensi, izuzev za transfuziju | 404-1-110/24-44 | 282 | Laboratorijski testovi i reagensi za aparat protočni citometar FC 500 / Navios / Navios EX / DxFlex Backmann Coulter | 64 | CD58 FITC, klon AICD58 | RGN232987 | pakovanje | 2ml | Immunotech S.A.S a Beckman Coulter Company | CD58 FITC,2ml,ASR | 25300 | 20% | Elta 90 MS d.o.o. | 105-7/24 | 08.10.2024 | 08.10.2025
Reagensi, izuzev za transfuziju | 404-1-110/24-44 | 282 | Laboratorijski testovi i reagensi za aparat protočni citometar FC 500 / Navios / Navios EX / DxFlex Backmann Coulter | 65 | CD22 APC, 0.5 ml ASR, klon SJ10.1H11 | RGN232988 | pakovanje | 0,5ml | Immunotech S.A.S a Beckman Coulter Company | CD 22-APC 0.5ml ASR | 70200 | 20% | Elta 90 MS d.o.o. | 105-7/24 | 08.10.2024 | 08.10.2025
Reagensi, izuzev za transfuziju | 404-1-110/24-44 | 282 | Laboratorijski testovi i reagensi za aparat protočni citometar FC 500 / Navios / Navios EX / DxFlex Backmann Coulter | 66 | CD10 FITC | RGN232989 | pakovanje | 2ml | Immunotech S.A.S a Beckman Coulter Company | CD10-FITC, 2ml, ASR | 58700 | 20% | Elta 90 MS d.o.o. | 105-7/24 | 08.10.2024 | 08.10.2025
Reagensi, izuzev za transfuziju | 404-1-110/24-44 | 282 | Laboratorijski testovi i reagensi za aparat protočni citometar FC 500 / Navios / Navios EX / DxFlex Backmann Coulter | 67 | CD15 FITC, klon 80H5 | RGN232990 | pakovanje | 2ml | Immunotech S.A.S a Beckman Coulter Company | CD15-FITC, 2ml, ASR | 58700 | 20% | Elta 90 MS d.o.o. | 105-7/24 | 08.10.2024 | 08.10.2025
Reagensi, izuzev za transfuziju | 404-1-110/24-44 | 282 | Laboratorijski testovi i reagensi za aparat protočni citometar FC 500 / Navios / Navios EX / DxFlex Backmann Coulter | 68 | CD33 PE, klon D3HL60.251 | RGN221173 | pakovanje | 100 testova | Immunotech S.A.S a Beckman Coulter Company | CD33-PE | 57500 | 20% | Elta 90 MS d.o.o. | 105-7/24 | 08.10.2024 | 08.10.2025
Reagensi, izuzev za transfuziju | 404-1-110/24-44 | 282 | Laboratorijski testovi i reagensi za aparat protočni citometar FC 500 / Navios / Navios EX / DxFlex Backmann Coulter | 69 | CD1a PE, klon BL6 | RGN232991 | pakovanje | 2ml | Immunotech S.A.S a Beckman Coulter Company | CD1a-RPE, 2ml, ASR | 73000 | 20% | Elta 90 MS d.o.o. | 105-7/24 | 08.10.2024 | 08.10.2025
Reagensi, izuzev za transfuziju | 404-1-110/24-44 | 282 | Laboratorijski testovi i reagensi za aparat protočni citometar FC 500 / Navios / Navios EX / DxFlex Backmann Coulter | 70 | CD2 FITC | RGN221175 | pakovanje | 100 testova | Immunotech S.A.S a Beckman Coulter Company | CD2 FITC | 36700 | 20% | Elta 90 MS d.o.o. | 105-7/24 | 08.10.2024 | 08.10.2025
Reagensi, izuzev za transfuziju | 404-1-110/24-44 | 282 | Laboratorijski testovi i reagensi za aparat protočni citometar FC 500 / Navios / Navios EX / DxFlex Backmann Coulter | 71 | CD5 PC7, klon BL1a | RGN221176 | pakovanje | 100 testova | Immunotech S.A.S a Beckman Coulter Company | CD5 - pc7 | 81500 | 20% | Elta 90 MS d.o.o. | 105-7/24 | 08.10.2024 | 08.10.2025
Reagensi, izuzev za transfuziju | 404-1-110/24-44 | 282 | Laboratorijski testovi i reagensi za aparat protočni citometar FC 500 / Navios / Navios EX / DxFlex Backmann Coulter | 72 | CD7 PE, klon 8H8.1 | RGN232992 | pakovanje | 2ml | Immunotech S.A.S a Beckman Coulter Company | CD7-RPE, 2ml, ASR | 55200 | 20% | Elta 90 MS d.o.o. | 105-7/24 | 08.10.2024 | 08.10.2025
Reagensi, izuzev za transfuziju | 404-1-110/24-44 | 282 | Laboratorijski testovi i reagensi za aparat protočni citometar FC 500 / Navios / Navios EX / DxFlex Backmann Coulter | 73 | CD11b FITC | RGN232993 | pakovanje | 2ml | Immunotech S.A.S a Beckman Coulter Company | CD11b-FITC | 71300 | 20% | Elta 90 MS d.o.o. | 105-7/24 | 08.10.2024 | 08.10.2025
Reagensi, izuzev za transfuziju | 404-1-110/24-44 | 282 | Laboratorijski testovi i reagensi za aparat protočni citometar FC 500 / Navios / Navios EX / DxFlex Backmann Coulter | 74 | CD11c PE, klon BU15 | RGN221179 | pakovanje | 2ml | Immunotech S.A.S a Beckman Coulter Company | CD11c-RPE, 2ml, ASR | 37900 | 20% | Elta 90 MS d.o.o. | 105-7/24 | 08.10.2024 | 08.10.2025
Reagensi, izuzev za transfuziju | 404-1-110/24-44 | 282 | Laboratorijski testovi i reagensi za aparat protočni citometar FC 500 / Navios / Navios EX / DxFlex Backmann Coulter | 75 | CD41 FITC | RGN232994 | pakovanje | 2ml | Immunotech S.A.S a Beckman Coulter Company | CD41-FITC, 2ml, ASR | 47800 | 20% | Elta 90 MS d.o.o. | 105-7/24 | 08.10.2024 | 08.10.2025
Reagensi, izuzev za transfuziju | 404-1-110/24-44 | 282 | Laboratorijski testovi i reagensi za aparat protočni citometar FC 500 / Navios / Navios EX / DxFlex Backmann Coulter | 76 | CD56 PE, klon N901 | RGN232995 | pakovanje | 2ml | Immunotech S.A.S a Beckman Coulter Company | CD56-RPE, 2ml, ASR | 71000 | 20% | Elta 90 MS d.o.o. | 105-7/24 | 08.10.2024 | 08.10.2025
Reagensi, izuzev za transfuziju | 404-1-110/24-44 | 282 | Laboratorijski testovi i reagensi za aparat protočni citometar FC 500 / Navios / Navios EX / DxFlex Backmann Coulter | 77 | CD61 PE, klon SZ21 | RGN232996 | pakovanje | 2ml | Immunotech S.A.S a Beckman Coulter Company | CD61-RPE, 2ml, ASR | 75900 | 20% | Elta 90 MS d.o.o. | 105-7/24 | 08.10.2024 | 08.10.2025
Reagensi, izuzev za transfuziju | 404-1-110/24-44 | 282 | Laboratorijski testovi i reagensi za aparat protočni citometar FC 500 / Navios / Navios EX / DxFlex Backmann Coulter | 78 | CD64 PE, klon 22 | RGN232997 | pakovanje | 2ml | Immunotech S.A.S a Beckman Coulter Company | CD64-RPE, 2ml, ASR | 66000 | 20% | Elta 90 MS d.o.o. | 105-7/24 | 08.10.2024 | 08.10.2025
Reagensi, izuzev za transfuziju | 404-1-110/24-44 | 282 | Laboratorijski testovi i reagensi za aparat protočni citometar FC 500 / Navios / Navios EX / DxFlex Backmann Coulter | 79 | CD65 FITC, klon 88H7 | RGN232998 | pakovanje | 2ml | Immunotech S.A.S a Beckman Coulter Company | CD65 - FITC, 2ml, ASR | 58700 | 20% | Elta 90 MS d.o.o. | 105-7/24 | 08.10.2024 | 08.10.2025
Reagensi, izuzev za transfuziju | 404-1-110/24-44 | 282 | Laboratorijski testovi i reagensi za aparat protočni citometar FC 500 / Navios / Navios EX / DxFlex Backmann Coulter | 80 | CD71 PE, klon YDJ.1.2.2 | RGN232999 | pakovanje | 2ml | Immunotech S.A.S a Beckman Coulter Company | CD71-RPE, 2ml, ASR | 64400 | 20% | Elta 90 MS d.o.o. | 105-7/24 | 08.10.2024 | 08.10.2025
Reagensi, izuzev za transfuziju | 404-1-110/24-44 | 282 | Laboratorijski testovi i reagensi za aparat protočni citometar FC 500 / Navios / Navios EX / DxFlex Backmann Coulter | 81 | CD81 FITC, klon JS64 | RGN233000 | pakovanje | 1ml | Immunotech S.A.S a Beckman Coulter Company | CD81-FITC, 1ml, ASR | 38300 | 20% | Elta 90 MS d.o.o. | 105-7/24 | 08.10.2024 | 08.10.2025
Reagensi, izuzev za transfuziju | 404-1-110/24-44 | 282 | Laboratorijski testovi i reagensi za aparat protočni citometar FC 500 / Navios / Navios EX / DxFlex Backmann Coulter | 82 | CD235a-FITC | RGN233001 | pakovanje | 2ml | Immunotech S.A.S a Beckman Coulter Company | CD235a-FITC, 2ml, ASR | 55000 | 20% | Elta 90 MS d.o.o. | 105-7/24 | 08.10.2024 | 08.10.2025
Reagensi, izuzev za transfuziju | 404-1-110/24-44 | 282 | Laboratorijski testovi i reagensi za aparat protočni citometar FC 500 / Navios / Navios EX / DxFlex Backmann Coulter | 83 | HLA-DR FITC | RGN233002 | pakovanje | 2ml | Immunotech S.A.S a Beckman Coulter Company | HLA-DR FITC, 2ml, ASR | 46600 | 20% | Elta 90 MS d.o.o. | 105-7/24 | 08.10.2024 | 08.10.2025
Reagensi, izuzev za transfuziju | 404-1-110/24-44 | 282 | Laboratorijski testovi i reagensi za aparat protočni citometar FC 500 / Navios / Navios EX / DxFlex Backmann Coulter | 84 | DXFLEX DAILY QC FLUOROSPHERES | RGN221189 | pakovanje | 2x10ml | Beckman Coulter INC. | DXFLEX DAILY QC FLUOROSPHERES | 85000 | 20% | Elta 90 MS d.o.o. | 105-7/24 | 08.10.2024 | 08.10.2025
Reagensi, izuzev za transfuziju | 404-1-110/24-44 | 282 | Laboratorijski testovi i reagensi za aparat protočni citometar FC 500 / Navios / Navios EX / DxFlex Backmann Coulter | 85 | VersaComp Antibody Capture Bead Kit | RGN221190 | pakovanje | 100 testova | Beckman Coulter INC. | VersaComp Antibody Capture Bead Kit | 70200 | 20% | Elta 90 MS d.o.o. | 105-7/24 | 08.10.2024 | 08.10.2025
Reagensi, izuzev za transfuziju | 404-1-110/24-44 | 282 | Laboratorijski testovi i reagensi za aparat protočni citometar FC 500 / Navios / Navios EX / DxFlex Backmann Coulter | 86 | FlowClean Cleaning Agent | RGN221191 | pakovanje | 500ml | Beckman Coulter Ireland Inc. | FlowClean Cleaning Agent | 10200 | 20% | Elta 90 MS d.o.o. | 105-7/24 | 08.10.2024 | 08.10.2025
Reagensi, izuzev za transfuziju | 404-1-110/24-44 | 282 | Laboratorijski testovi i reagensi za aparat protočni citometar FC 500 / Navios / Navios EX / DxFlex Backmann Coulter | 87 | VersaLyse Lysing Solution | RGN221192 | pakovanje | 100 testova | Immunotech S.A.S a Beckman Coulter Company | VersaLyse Lysing Solution | 49800 | 20% | Elta 90 MS d.o.o. | 105-7/24 | 08.10.2024 | 08.10.2025
Reagensi, izuzev za transfuziju | 404-1-110/24-44 | 282 | Laboratorijski testovi i reagensi za aparat protočni citometar FC 500 / Navios / Navios EX / DxFlex Backmann Coulter | 88 | DXFLEX SHEATH FLUID | RGN221193 | pakovanje | 10L | Beckman Coulter INC. | DXFLEX SHEATH FLUID | 16000 | 20% | Elta 90 MS d.o.o. | 105-7/24 | 08.10.2024 | 08.10.2025
Reagensi, izuzev za transfuziju | 404-1-110/24-44 | 282 | Laboratorijski testovi i reagensi za aparat protočni citometar FC 500 / Navios / Navios EX / DxFlex Backmann Coulter | 89 | Contrad 70 Cleaning Solution | RGN221194 | pakovanje | 1L | Beckman Coulter | Contrad 70 | 16000 | 20% | Elta 90 MS d.o.o. | 105-7/24 | 08.10.2024 | 08.10.2025
Reagensi, izuzev za transfuziju | 404-1-110/24-44 | 282 | Laboratorijski testovi i reagensi za aparat protočni citometar FC 500 / Navios / Navios EX / DxFlex Backmann Coulter | 90 | Flow-Count Fluorospheres | RGN221195 | pakovanje | 200 testova | Beckman Coulter INC. | Flow-Count Fluorospheres | 102740 | 20% | Elta 90 MS d.o.o. | 105-7/24 | 08.10.2024 | 08.10.2025
Reagensi, izuzev za transfuziju | 404-1-110/24-44 | 282 | Laboratorijski testovi i reagensi za aparat protočni citometar FC 500 / Navios / Navios EX / DxFlex Backmann Coulter | 91 | CD5 FITC | RGN233003 | kutija | 100 testova | Immunotech S.A.S a Beckman Coulter Company | CD5 FITC | 43000 | 20% | Elta 90 MS d.o.o. | 105-7/24 | 08.10.2024 | 08.10.2025
Reagensi, izuzev za transfuziju | 404-1-110/24-44 | 282 | Laboratorijski testovi i reagensi za aparat protočni citometar FC 500 / Navios / Navios EX / DxFlex Backmann Coulter | 92 | CD56 APC | RGN233004 | kutija | 100 testova | Immunotech S.A.S a Beckman Coulter Company | CD56 - APC | 71300 | 20% | Elta 90 MS d.o.o. | 105-7/24 | 08.10.2024 | 08.10.2025
Reagensi, izuzev za transfuziju | 404-1-110/24-44 | 282 | Laboratorijski testovi i reagensi za aparat protočni citometar FC 500 / Navios / Navios EX / DxFlex Backmann Coulter | 93 | CD45 FITC | RGN233005 | kutija | 100 testova | Immunotech S.A.S a Beckman Coulter Company | CD45 - FITC | 52900 | 20% | Elta 90 MS d.o.o. | 105-7/24 | 08.10.2024 | 08.10.2025
Reagensi, izuzev za transfuziju | 404-1-110/24-44 | 282 | Laboratorijski testovi i reagensi za aparat protočni citometar FC 500 / Navios / Navios EX / DxFlex Backmann Coulter | 94 | CD3 PE | RGN233006 | kutija | 100 testova | Immunotech S.A.S a Beckman Coulter Company | CD3 - PE | 81000 | 20% | Elta 90 MS d.o.o. | 105-7/24 | 08.10.2024 | 08.10.2025
Reagensi, izuzev za transfuziju | 404-1-110/24-44 | 282 | Laboratorijski testovi i reagensi za aparat protočni citometar FC 500 / Navios / Navios EX / DxFlex Backmann Coulter | 95 | CD5 PE | RGN233007 | kutija | 100 testova | Immunotech S.A.S a Beckman Coulter Company | CD5 - PE | 66700 | 20% | Elta 90 MS d.o.o. | 105-7/24 | 08.10.2024 | 08.10.2025
Reagensi, izuzev za transfuziju | 404-1-110/24-44 | 282 | Laboratorijski testovi i reagensi za aparat protočni citometar FC 500 / Navios / Navios EX / DxFlex Backmann Coulter | 96 | CD4 PC5 | RGN233008 | kutija | 100 testova | Immunotech S.A.S a Beckman Coulter Company | CD4 - PC5 | 75400 | 20% | Elta 90 MS d.o.o. | 105-7/24 | 08.10.2024 | 08.10.2025
Reagensi, izuzev za transfuziju | 404-1-110/24-44 | 282 | Laboratorijski testovi i reagensi za aparat protočni citometar FC 500 / Navios / Navios EX / DxFlex Backmann Coulter | 97 | CD138 PC5 | RGN233009 | kutija | 100 testova | Immunotech S.A.S a Beckman Coulter Company | CD138 - PC5 | 92600 | 20% | Elta 90 MS d.o.o. | 105-7/24 | 08.10.2024 | 08.10.2025
Reagensi, izuzev za transfuziju | 404-1-110/24-44 | 282 | Laboratorijski testovi i reagensi za aparat protočni citometar FC 500 / Navios / Navios EX / DxFlex Backmann Coulter | 98 | CD45 ECD | RGN233010 | kutija | 100 testova | Immunotech S.A.S a Beckman Coulter Company | CD45 - ECD | 77000 | 20% | Elta 90 MS d.o.o. | 105-7/24 | 08.10.2024 | 08.10.2025
Reagensi, izuzev za transfuziju | 404-1-110/24-44 | 282 | Laboratorijski testovi i reagensi za aparat protočni citometar FC 500 / Navios / Navios EX / DxFlex Backmann Coulter | 99 | CD20 APC | RGN233011 | kutija | 100 testova | Immunotech S.A.S a Beckman Coulter Company | CD20 - APC | 82800 | 20% | Elta 90 MS d.o.o. | 105-7/24 | 08.10.2024 | 08.10.2025
Reagensi, izuzev za transfuziju | 404-1-110/24-44 | 282 | Laboratorijski testovi i reagensi za aparat protočni citometar FC 500 / Navios / Navios EX / DxFlex Backmann Coulter | 100 | CD5 PC5 | RGN233012 | kutija | 100 testova | Immunotech S.A.S a Beckman Coulter Company | CD5 - PC5 | 70200 | 20% | Elta 90 MS d.o.o. | 105-7/24 | 08.10.2024 | 08.10.2025
Reagensi, izuzev za transfuziju | 404-1-110/24-44 | 282 | Laboratorijski testovi i reagensi za aparat protočni citometar FC 500 / Navios / Navios EX / DxFlex Backmann Coulter | 101 | CD45 APC | RGN233013 | kutija | 100 testova | Immunotech S.A.S a Beckman Coulter Company | CD45 - APC | 77700 | 20% | Elta 90 MS d.o.o. | 105-7/24 | 08.10.2024 | 08.10.2025
Reagensi, izuzev za transfuziju | 404-1-110/24-44 | 282 | Laboratorijski testovi i reagensi za aparat protočni citometar FC 500 / Navios / Navios EX / DxFlex Backmann Coulter | 102 | CD20 FITC | RGN233014 | kutija | 100 testova | Immunotech S.A.S a Beckman Coulter Company | CD20 - FITC | 69000 | 20% | Elta 90 MS d.o.o. | 105-7/24 | 08.10.2024 | 08.10.2025
Reagensi, izuzev za transfuziju | 404-1-110/24-44 | 282 | Laboratorijski testovi i reagensi za aparat protočni citometar FC 500 / Navios / Navios EX / DxFlex Backmann Coulter | 103 | CD38 PE | RGN233015 | kutija | 100 testova | Immunotech S.A.S a Beckman Coulter Company | CD38 - PE | 74800 | 20% | Elta 90 MS d.o.o. | 105-7/24 | 08.10.2024 | 08.10.2025
Reagensi, izuzev za transfuziju | 404-1-110/24-44 | 282 | Laboratorijski testovi i reagensi za aparat protočni citometar FC 500 / Navios / Navios EX / DxFlex Backmann Coulter | 104 | CD13 PC5 | RGN233016 | kutija | 100 testova | Immunotech S.A.S a Beckman Coulter Company | CD13 - PC5 | 75400 | 20% | Elta 90 MS d.o.o. | 105-7/24 | 08.10.2024 | 08.10.2025
Reagensi, izuzev za transfuziju | 404-1-110/24-44 | 282 | Laboratorijski testovi i reagensi za aparat protočni citometar FC 500 / Navios / Navios EX / DxFlex Backmann Coulter | 105 | CD34 FITC | RGN233017 | kutija | 100 testova | Immunotech S.A.S a Beckman Coulter Company | CD34 - FITC | 59800 | 20% | Elta 90 MS d.o.o. | 105-7/24 | 08.10.2024 | 08.10.2025
Reagensi, izuzev za transfuziju | 404-1-110/24-44 | 282 | Laboratorijski testovi i reagensi za aparat protočni citometar FC 500 / Navios / Navios EX / DxFlex Backmann Coulter | 106 | CD3 APC | RGN233018 | kutija | 100 testova | Immunotech S.A.S a Beckman Coulter Company | CD3 - APC | 81100 | 20% | Elta 90 MS d.o.o. | 105-7/24 | 08.10.2024 | 08.10.2025
Reagensi, izuzev za transfuziju | 404-1-110/24-44 | 282 | Laboratorijski testovi i reagensi za aparat protočni citometar FC 500 / Navios / Navios EX / DxFlex Backmann Coulter | 107 | CD10 PC5 | RGN233019 | kutija | 100 testova | Immunotech S.A.S a Beckman Coulter Company | CD10 - PC5 | 81700 | 20% | Elta 90 MS d.o.o. | 105-7/24 | 08.10.2024 | 08.10.2025
Reagensi, izuzev za transfuziju | 404-1-110/24-44 | 282 | Laboratorijski testovi i reagensi za aparat protočni citometar FC 500 / Navios / Navios EX / DxFlex Backmann Coulter | 108 | CD14 PE | RGN233020 | kutija | 100 testova | Immunotech S.A.S a Beckman Coulter Company | CD14 - PE | 62100 | 20% | Elta 90 MS d.o.o. | 105-7/24 | 08.10.2024 | 08.10.2025
Reagensi, izuzev za transfuziju | 404-1-110/24-44 | 282 | Laboratorijski testovi i reagensi za aparat protočni citometar FC 500 / Navios / Navios EX / DxFlex Backmann Coulter | 109 | CD117 PE | RGN233021 | kutija | 100 testova | Immunotech S.A.S a Beckman Coulter Company | CD117 - PE | 74200 | 20% | Elta 90 MS d.o.o. | 105-7/24 | 08.10.2024 | 08.10.2025
Reagensi, izuzev za transfuziju | 404-1-110/24-44 | 282 | Laboratorijski testovi i reagensi za aparat protočni citometar FC 500 / Navios / Navios EX / DxFlex Backmann Coulter | 110 | CD3 FITC | RGN233022 | kutija | 100 testova | Immunotech S.A.S a Beckman Coulter Company | CD3 - FITC | 46000 | 20% | Elta 90 MS d.o.o. | 105-7/24 | 08.10.2024 | 08.10.2025
Reagensi, izuzev za transfuziju | 404-1-110/24-44 | 282 | Laboratorijski testovi i reagensi za aparat protočni citometar FC 500 / Navios / Navios EX / DxFlex Backmann Coulter | 111 | CD7 PC5 | RGN233023 | kutija | 100 testova | Immunotech S.A.S a Beckman Coulter Company | CD7 - PC5 | 92000 | 20% | Elta 90 MS d.o.o. | 105-7/24 | 08.10.2024 | 08.10.2025
Reagensi, izuzev za transfuziju | 404-1-110/24-44 | 282 | Laboratorijski testovi i reagensi za aparat protočni citometar FC 500 / Navios / Navios EX / DxFlex Backmann Coulter | 112 | CD38 FITC | RGN233024 | kutija | 100 testova | Immunotech S.A.S a Beckman Coulter Company | CD38 - FITC | 47200 | 20% | Elta 90 MS d.o.o. | 105-7/24 | 08.10.2024 | 08.10.2025
Reagensi, izuzev za transfuziju | 404-1-110/24-44 | 282 | Laboratorijski testovi i reagensi za aparat protočni citometar FC 500 / Navios / Navios EX / DxFlex Backmann Coulter | 113 | CD45RO PE | RGN233025 | kutija | 100 testova | Immunotech S.A.S a Beckman Coulter Company | CD45RO - PE | 58100 | 20% | Elta 90 MS d.o.o. | 105-7/24 | 08.10.2024 | 08.10.2025
Reagensi, izuzev za transfuziju | 404-1-110/24-44 | 282 | Laboratorijski testovi i reagensi za aparat protočni citometar FC 500 / Navios / Navios EX / DxFlex Backmann Coulter | 114 | CD2 PE | RGN233026 | kutija | 100 testova | Immunotech S.A.S a Beckman Coulter Company | CD2 - PE | 46600 | 20% | Elta 90 MS d.o.o. | 105-7/24 | 08.10.2024 | 08.10.2025
Reagensi, izuzev za transfuziju | 404-1-110/24-44 | 282 | Laboratorijski testovi i reagensi za aparat protočni citometar FC 500 / Navios / Navios EX / DxFlex Backmann Coulter | 115 | Anti-HLA-DR PC5 | RGN233027 | kutija | 100 testova | Immunotech S.A.S a Beckman Coulter Company | Anti-HLA-DR - PC5 | 76500 | 20% | Elta 90 MS d.o.o. | 105-7/24 | 08.10.2024 | 08.10.2025
Reagensi, izuzev za transfuziju | 404-1-110/24-44 | 282 | Laboratorijski testovi i reagensi za aparat protočni citometar FC 500 / Navios / Navios EX / DxFlex Backmann Coulter | 116 | CD16 PE | RGN233028 | kutija | 100 testova | Immunotech S.A.S a Beckman Coulter Company | CD16 - PE | 47200 | 20% | Elta 90 MS d.o.o. | 105-7/24 | 08.10.2024 | 08.10.2025
Reagensi, izuzev za transfuziju | 404-1-110/24-44 | 282 | Laboratorijski testovi i reagensi za aparat protočni citometar FC 500 / Navios / Navios EX / DxFlex Backmann Coulter | 117 | CD19 PC5 | RGN233029 | kutija | 100 testova | Immunotech S.A.S a Beckman Coulter Company | CD19 - PC5 | 77000 | 20% | Elta 90 MS d.o.o. | 105-7/24 | 08.10.2024 | 08.10.2025
Reagensi, izuzev za transfuziju | 404-1-110/24-44 | 282 | Laboratorijski testovi i reagensi za aparat protočni citometar FC 500 / Navios / Navios EX / DxFlex Backmann Coulter | 118 | CD56 PC5 | RGN233030 | kutija | 100 testova | Immunotech S.A.S a Beckman Coulter Company | CD56 - PC5 | 75400 | 20% | Elta 90 MS d.o.o. | 105-7/24 | 08.10.2024 | 08.10.2025
Reagensi, izuzev za transfuziju | 404-1-110/24-44 | 282 | Laboratorijski testovi i reagensi za aparat protočni citometar FC 500 / Navios / Navios EX / DxFlex Backmann Coulter | 119 | CD8 PC5 | RGN233031 | kutija | 100 testova | Immunotech S.A.S a Beckman Coulter Company | CD8 - PC5 | 79400 | 20% | Elta 90 MS d.o.o. | 105-7/24 | 08.10.2024 | 08.10.2025
Reagensi, izuzev za transfuziju | 404-1-110/24-44 | 282 | Laboratorijski testovi i reagensi za aparat protočni citometar FC 500 / Navios / Navios EX / DxFlex Backmann Coulter | 120 | CD19 ECD | RGN233032 | kutija | 100 testova | Immunotech S.A.S a Beckman Coulter Company | CD19 - ECD | 72500 | 20% | Elta 90 MS d.o.o. | 105-7/24 | 08.10.2024 | 08.10.2025
Reagensi, izuzev za transfuziju | 404-1-110/24-44 | 282 | Laboratorijski testovi i reagensi za aparat protočni citometar FC 500 / Navios / Navios EX / DxFlex Backmann Coulter | 121 | CD14 PC5 | RGN233033 | kutija | 100 testova | Immunotech S.A.S a Beckman Coulter Company | CD14 - PC5 | 85100 | 20% | Elta 90 MS d.o.o. | 105-7/24 | 08.10.2024 | 08.10.2025
Reagensi, izuzev za transfuziju | 404-1-110/24-44 | 282 | Laboratorijski testovi i reagensi za aparat protočni citometar FC 500 / Navios / Navios EX / DxFlex Backmann Coulter | 122 | CD45 PE | RGN233034 | kutija | 100 testova | Immunotech S.A.S a Beckman Coulter Company | CD45 - PE | 63300 | 20% | Elta 90 MS d.o.o. | 105-7/24 | 08.10.2024 | 08.10.2025
Reagensi, izuzev za transfuziju | 404-1-110/24-44 | 282 | Laboratorijski testovi i reagensi za aparat protočni citometar FC 500 / Navios / Navios EX / DxFlex Backmann Coulter | 123 | CD4 APC | RGN233035 | kutija | 100 testova | Immunotech S.A.S a Beckman Coulter Company | CD4 - APC | 69600 | 20% | Elta 90 MS d.o.o. | 105-7/24 | 08.10.2024 | 08.10.2025
Reagensi, izuzev za transfuziju | 404-1-110/24-44 | 282 | Laboratorijski testovi i reagensi za aparat protočni citometar FC 500 / Navios / Navios EX / DxFlex Backmann Coulter | 124 | ClearLLab 10C B Cell Tube | RGN233036 | kutija | 25 testova | Beckman Coulter Ireland Inc. | ClearLLab 10C B Cell Tube | 240000 | 20% | Elta 90 MS d.o.o. | 105-7/24 | 08.10.2024 | 08.10.2025
Reagensi, izuzev za transfuziju | 404-1-110/24-44 | 282 | Laboratorijski testovi i reagensi za aparat protočni citometar FC 500 / Navios / Navios EX / DxFlex Backmann Coulter | 125 | ClearLLab 10C M1 Cell Tube | RGN233037 | kutija | 25 testova | Beckman Coulter Ireland Inc. | ClearLLab 10C M1 Cell Tube | 240000 | 20% | Elta 90 MS d.o.o. | 105-7/24 | 08.10.2024 | 08.10.2025
Reagensi, izuzev za transfuziju | 404-1-110/24-44 | 282 | Laboratorijski testovi i reagensi za aparat protočni citometar FC 500 / Navios / Navios EX / DxFlex Backmann Coulter | 126 | ClearLLab 10C Compensation Beads | RGN233038 | kutija | 100 testova | Beckman Coulter Ireland Inc. | ClearLLab 10C Compensation Beads | 75900 | 20% | Elta 90 MS d.o.o. | 105-7/24 | 08.10.2024 | 08.10.2025
Reagensi, izuzev za transfuziju | 404-1-110/24-44 | 282 | Laboratorijski testovi i reagensi za aparat protočni citometar FC 500 / Navios / Navios EX / DxFlex Backmann Coulter | 127 | ClearLLab 10C T Cell Tube | RGN233039 | kutija | 25 testova | Beckman Coulter Ireland Inc. | ClearLLab 10C T Cell Tube | 240000 | 20% | Elta 90 MS d.o.o. | 105-7/24 | 08.10.2024 | 08.10.2025
Reagensi, izuzev za transfuziju | 404-1-110/24-44 | 282 | Laboratorijski testovi i reagensi za aparat protočni citometar FC 500 / Navios / Navios EX / DxFlex Backmann Coulter | 128 | ClearLLab 10C M2 Cell Tube | RGN233040 | kutija | 25 testova | Beckman Coulter Ireland Inc. | ClearLLab 10C M2 Cell Tube | 240000 | 20% | Elta 90 MS d.o.o. | 105-7/24 | 08.10.2024 | 08.10.2025
Reagensi, izuzev za transfuziju | 404-1-110/24-44 | 282 | Laboratorijski testovi i reagensi za aparat protočni citometar FC 500 / Navios / Navios EX / DxFlex Backmann Coulter | 129 | ClearLLab 10C Control Cell Normal | RGN233041 | kutija | 25 testova | Beckman Coulter Ireland Inc. | ClearLLab 10C Control Cell Normal | 89000 | 20% | Elta 90 MS d.o.o. | 105-7/24 | 08.10.2024 | 08.10.2025
Reagensi, izuzev za transfuziju | 404-1-110/24-44 | 282 | Laboratorijski testovi i reagensi za aparat protočni citometar FC 500 / Navios / Navios EX / DxFlex Backmann Coulter | 130 | ClearLLab 10C Control Cell Abnormal | RGN233042 | kutija | 25 testova | Beckman Coulter Ireland Inc. | ClearLLab 10C Control Cell Abnormal | 89000 | 20% | Elta 90 MS d.o.o. | 105-7/24 | 08.10.2024 | 08.10.2025
Reagensi, izuzev za transfuziju | 404-1-110/24-44 | 282 | Laboratorijski testovi i reagensi za aparat protočni citometar FC 500 / Navios / Navios EX / DxFlex Backmann Coulter | 131 | CD4 Pacific Blue | RGN241782 | pakovanje | 0.5 ml | Immunotech S.A.S a Beckman Coulter Company | CD4 Pacific Blue 0.5ml ASR | 53400 | 20% | Elta 90 MS d.o.o. | 105-7/24 | 08.10.2024 | 08.10.2025
Reagensi, izuzev za transfuziju | 404-1-110/24-44 | 282 | Laboratorijski testovi i reagensi za aparat protočni citometar FC 500 / Navios / Navios EX / DxFlex Backmann Coulter | 132 | CD7 Pacific Blue | RGN241783 | pakovanje | 0.5ml | Immunotech S.A.S a Beckman Coulter Company | CD7 Pacific Blue, 0.5ml ASR | 45300 | 20% | Elta 90 MS d.o.o. | 105-7/24 | 08.10.2024 | 08.10.2025
Reagensi, izuzev za transfuziju | 404-1-110/24-44 | 282 | Laboratorijski testovi i reagensi za aparat protočni citometar FC 500 / Navios / Navios EX / DxFlex Backmann Coulter | 133 | CD10 PC7 | RGN241784 | pakovanje | 1ml | Immunotech S.A.S a Beckman Coulter Company | CD10 PC7, 1ml, ASR | 83300 | 20% | Elta 90 MS d.o.o. | 105-7/24 | 08.10.2024 | 08.10.2025
Reagensi, izuzev za transfuziju | 404-1-110/24-44 | 282 | Laboratorijski testovi i reagensi za aparat protočni citometar FC 500 / Navios / Navios EX / DxFlex Backmann Coulter | 134 | CD15 Pacific Blue | RGN241785 | pakovanje | 0.5 ml | Immunotech S.A.S a Beckman Coulter Company | CD15 Pacific Blue, 0.5 ml, ASR | 55680 | 20% | Elta 90 MS d.o.o. | 105-7/24 | 08.10.2024 | 08.10.2025
Reagensi, izuzev za transfuziju | 404-1-110/24-44 | 282 | Laboratorijski testovi i reagensi za aparat protočni citometar FC 500 / Navios / Navios EX / DxFlex Backmann Coulter | 135 | CD21 Pacific Blue | RGN241786 | pakovanje | 0.5 ml | Immunotech S.A.S a Beckman Coulter Company | CD21 Pacific Blue 0.5ml, ASR | 68880 | 20% | Elta 90 MS d.o.o. | 105-7/24 | 08.10.2024 | 08.10.2025
Reagensi, izuzev za transfuziju | 404-1-110/24-44 | 282 | Laboratorijski testovi i reagensi za aparat protočni citometar FC 500 / Navios / Navios EX / DxFlex Backmann Coulter | 136 | CD64 Pacific Blue | RGN241787 | pakovanje | 0.5 ml | Immunotech S.A.S a Beckman Coulter Company | CD64 Pacific Blue, 0.5ml ASR | 102400 | 20% | Elta 90 MS d.o.o. | 105-7/24 | 08.10.2024 | 08.10.2025
Reagensi, izuzev za transfuziju | 404-1-110/24-44 | 282 | Laboratorijski testovi i reagensi za aparat protočni citometar FC 500 / Navios / Navios EX / DxFlex Backmann Coulter | 137 | CD138 Pacific Blue | RGN241788 | pakovanje | 0.5 ml | Immunotech S.A.S a Beckman Coulter Company | CD138 Pacific Blue 0.5ml, ASR | 97300 | 20% | Elta 90 MS d.o.o. | 105-7/24 | 08.10.2024 | 08.10.2025
Reagensi, izuzev za transfuziju | 404-1-110/24-44 | 282 | Laboratorijski testovi i reagensi za aparat protočni citometar FC 500 / Navios / Navios EX / DxFlex Backmann Coulter | 138 | CD203c PE | RGN241789 | kutija | 100 testova | Immunotech S.A.S a Beckman Coulter Company | CD203c RPE, 2ml, ASR | 98600 | 20% | Elta 90 MS d.o.o. | 105-7/24 | 08.10.2024 | 08.10.2025
Reagensi, izuzev za transfuziju | 404-1-110/24-44 | 282 | Laboratorijski testovi i reagensi za aparat protočni citometar FC 500 / Navios / Navios EX / DxFlex Backmann Coulter | 139 | NG2 PE | RGN241790 | kutija | 100 testova | Immunotech S.A.S a Beckman Coulter Company | NG2-RPE 2ml, ASR | 82100 | 20% | Elta 90 MS d.o.o. | 105-7/24 | 08.10.2024 | 08.10.2025
Reagensi, izuzev za transfuziju | 404-1-110/24-44 | 282 | Laboratorijski testovi i reagensi za aparat protočni citometar FC 500 / Navios / Navios EX / DxFlex Backmann Coulter | 140 | Leucocyte Fixation Reagent, IOTest3 Fixative Solution, CE-IVD | RGN241791 | pakovanje | 100testova | Immunotech S.A.S a Beckman Coulter Company | Leucocyte Fixation Reagent, IOTest3 Fixative Solution, CE-IVD | 18200 | 20% | Elta 90 MS d.o.o. | 105-7/24 | 08.10.2024 | 08.10.2025
Reagensi, izuzev za transfuziju | 404-1-110/24-44 | 283 | Laboratorijski testovi i reagensi za aparat FACSCALIBUR FLOUCITOMETAR, BECTON DICKINSON | 1 | FACSFlow 342003 a 20L, Becton Dickinson ili odgovarajući | RGN213631 | pakovanje | 20 l | Bd | BD FACSFlow Sheath Fluid | 8400 | 20% | Uni-chem d.o.o. | 105-24/24 | 08.10.2024 | 08.10.2025
Reagensi, izuzev za transfuziju | 404-1-110/24-44 | 283 | Laboratorijski testovi i reagensi za aparat FACSCALIBUR FLOUCITOMETAR, BECTON DICKINSON | 2 | Epruveta FALCON, a 6 ml, 75.54x12.40 mm, 352054, Becton Dickinson ili odgovarajući | RGN213632 | pakovanje | 1000 komad | Corning | Falcon® 5mL Round Bottom Polystyrene Test Tube, wi | 27030 | 20% | Uni-chem d.o.o. | 105-24/24 | 08.10.2024 | 08.10.2025
Reagensi, izuzev za transfuziju | 404-1-110/24-44 | 283 | Laboratorijski testovi i reagensi za aparat FACSCALIBUR FLOUCITOMETAR, BECTON DICKINSON | 3 | FACSLysing Solution a 100 ml, Becton Dickinson ili odgovarajući | RGN213633 | pakovanje | 100 ml | Bd | BD FACS Lysing Solution | 47488 | 20% | Uni-chem d.o.o. | 105-24/24 | 08.10.2024 | 08.10.2025
Reagensi, izuzev za transfuziju | 404-1-110/24-44 | 283 | Laboratorijski testovi i reagensi za aparat FACSCALIBUR FLOUCITOMETAR, BECTON DICKINSON | 4 | BD Pharm Lyse Solution a 100 ml, Becton Dickinson ili odgovarajući | RGN242309 | pakovanje | 100 ml | Bd | BD PharmLyse Lysis Buffer (10x concentrate) | 13462 | 20% | Uni-chem d.o.o. | 105-24/24 | 08.10.2024 | 08.10.2025
Reagensi, izuzev za transfuziju | 404-1-110/24-44 | 283 | Laboratorijski testovi i reagensi za aparat FACSCALIBUR FLOUCITOMETAR, BECTON DICKINSON | 5 | FACSClean 340345 a 5 L, Becton Dickinson ili odgovarajući | RGN213635 | pakovanje | 5 l | Bd | BD FACSClean | 8400 | 20% | Uni-chem d.o.o. | 105-24/24 | 08.10.2024 | 08.10.2025
Reagensi, izuzev za transfuziju | 404-1-110/24-44 | 283 | Laboratorijski testovi i reagensi za aparat FACSCALIBUR FLOUCITOMETAR, BECTON DICKINSON | 6 | BD Detergent Solution concentrate | RGN220823 | pakovanje | 10ml | Bd | BD Detergent Solution concentrate (for BD FACSVia™ | 8600 | 20% | Uni-chem d.o.o. | 105-24/24 | 08.10.2024 | 08.10.2025
Reagensi, izuzev za transfuziju | 404-1-110/24-44 | 283 | Laboratorijski testovi i reagensi za aparat FACSCALIBUR FLOUCITOMETAR, BECTON DICKINSON | 7 | CellWash 349524 a 5L, Becton Dickinson ili odgovarajući | RGN213637 | pakovanje | 5 l | Bd | BD CellWASH | 7420 | 20% | Uni-chem d.o.o. | 105-24/24 | 08.10.2024 | 08.10.2025
Reagensi, izuzev za transfuziju | 404-1-110/24-44 | 283 | Laboratorijski testovi i reagensi za aparat FACSCALIBUR FLOUCITOMETAR, BECTON DICKINSON | 8 | CaliBRITETM 3, 340486, Becton Dickinson ili odgovarajući | RGN213638 | pakovanje | 25 testova | Bd | BD Calibrite 3 Beads (unlabeled, FITC, PE, PerCP) | 34500 | 20% | Uni-chem d.o.o. | 105-24/24 | 08.10.2024 | 08.10.2025
Reagensi, izuzev za transfuziju | 404-1-110/24-44 | 283 | Laboratorijski testovi i reagensi za aparat FACSCALIBUR FLOUCITOMETAR, BECTON DICKINSON | 9 | CaliBRITETM APC, 340487, Becton Dickinson ili odgovarajući | RGN213639 | pakovanje | 25 testova | Bd | BD Calibrite APC Beads | 15000 | 20% | Uni-chem d.o.o. | 105-24/24 | 08.10.2024 | 08.10.2025
Reagensi, izuzev za transfuziju | 404-1-110/24-44 | 283 | Laboratorijski testovi i reagensi za aparat FACSCALIBUR FLOUCITOMETAR, BECTON DICKINSON | 10 | CD3 APC a 100 testova, klon SK7, 345767, Becton Dickinson ili odgovarajući | RGN213640 | pakovanje | 100 testova | Bd | CD3 APC | 94552 | 20% | Uni-chem d.o.o. | 105-24/24 | 08.10.2024 | 08.10.2025
Reagensi, izuzev za transfuziju | 404-1-110/24-44 | 283 | Laboratorijski testovi i reagensi za aparat FACSCALIBUR FLOUCITOMETAR, BECTON DICKINSON | 11 | k FITC/ λ PE, klon TB28-2/1-155-2, 349516, Becton Dickinson ili odgovarajući | RGN213641 | pakovanje | 50 testova | Bd | BD Simultest Anti–Kappa/Anti–Lambda | 63000 | 20% | Uni-chem d.o.o. | 105-24/24 | 08.10.2024 | 08.10.2025
Reagensi, izuzev za transfuziju | 404-1-110/24-44 | 283 | Laboratorijski testovi i reagensi za aparat FACSCALIBUR FLOUCITOMETAR, BECTON DICKINSON | 12 | CD2 PE, klon RPA-2.10, 555327, Becton Dickinson ili odgovarajući | RGN213642 | pakovanje | 100 testova | Bd | PE labeled anti-human CD2 | 54908 | 20% | Uni-chem d.o.o. | 105-24/24 | 08.10.2024 | 08.10.2025
Reagensi, izuzev za transfuziju | 404-1-110/24-44 | 283 | Laboratorijski testovi i reagensi za aparat FACSCALIBUR FLOUCITOMETAR, BECTON DICKINSON | 13 | CD3 PerCP, klon SK7, 345766, Becton Dickinson ili odgovarajući | RGN242310 | pakovanje | 100 testova | Bd | CD3 PerCP | 90000 | 20% | Uni-chem d.o.o. | 105-24/24 | 08.10.2024 | 08.10.2025
Reagensi, izuzev za transfuziju | 404-1-110/24-44 | 283 | Laboratorijski testovi i reagensi za aparat FACSCALIBUR FLOUCITOMETAR, BECTON DICKINSON | 14 | CD13 APC, klon WM15, 557454, Becton Dickinson ili odgovarajući | RGN213644 | pakovanje | 100 testova | Bd | APC labeled anti-human CD13 | 68000 | 20% | Uni-chem d.o.o. | 105-24/24 | 08.10.2024 | 08.10.2025
Reagensi, izuzev za transfuziju | 404-1-110/24-44 | 283 | Laboratorijski testovi i reagensi za aparat FACSCALIBUR FLOUCITOMETAR, BECTON DICKINSON | 15 | CD45 APC, klon 2D1, 340910, Becton Dickinson ili odgovarajući | RGN213645 | pakovanje | 100 testova | Bd | CD45 APC | 81000 | 20% | Uni-chem d.o.o. | 105-24/24 | 08.10.2024 | 08.10.2025
Reagensi, izuzev za transfuziju | 404-1-110/24-44 | 283 | Laboratorijski testovi i reagensi za aparat FACSCALIBUR FLOUCITOMETAR, BECTON DICKINSON | 16 | FITC labeled anti-human CD99, klon TÜ12 | RGN213646 | pakovanje | 100 testova | Bd | FITC labeled anti-human CD99 | 49000 | 20% | Uni-chem d.o.o. | 105-24/24 | 08.10.2024 | 08.10.2025
Reagensi, izuzev za transfuziju | 404-1-110/24-44 | 283 | Laboratorijski testovi i reagensi za aparat FACSCALIBUR FLOUCITOMETAR, BECTON DICKINSON | 17 | HU DISIAL GD2 PE MAB | RGN233043 | pakovanje | 50 testova | Bd | HU DISIAL GD2 PE MAB | 43884 | 20% | Uni-chem d.o.o. | 105-24/24 | 08.10.2024 | 08.10.2025
Reagensi, izuzev za transfuziju | 404-1-110/24-44 | 283 | Laboratorijski testovi i reagensi za aparat FACSCALIBUR FLOUCITOMETAR, BECTON DICKINSON | 18 | Cy-Chrome™ labeled anti-human CD34, klon 581 | RGN213648 | pakovanje | 100 testova | Bd | Cy-Chrome™ labeled anti-human CD34 | 65000 | 20% | Uni-chem d.o.o. | 105-24/24 | 08.10.2024 | 08.10.2025
Reagensi, izuzev za transfuziju | 404-1-110/24-44 | 283 | Laboratorijski testovi i reagensi za aparat FACSCALIBUR FLOUCITOMETAR, BECTON DICKINSON | 19 | CD22 PE, klon S-HCL-1 | RGN213649 | pakovanje | 100 testova | Bd | CD22 PE | 89358 | 20% | Uni-chem d.o.o. | 105-24/24 | 08.10.2024 | 08.10.2025
Reagensi, izuzev za transfuziju | 404-1-110/24-44 | 283 | Laboratorijski testovi i reagensi za aparat FACSCALIBUR FLOUCITOMETAR, BECTON DICKINSON | 20 | CD19 APC, klon SJ25C1 | RGN213650 | pakovanje | 100 testova | Bd | CD19 APC | 89358 | 20% | Uni-chem d.o.o. | 105-24/24 | 08.10.2024 | 08.10.2025
Reagensi, izuzev za transfuziju | 404-1-110/24-44 | 283 | Laboratorijski testovi i reagensi za aparat FACSCALIBUR FLOUCITOMETAR, BECTON DICKINSON | 21 | CD38 PE, klon HB7 | RGN213651 | pakovanje | 100 testova | Bd | CD38 PE | 82300 | 20% | Uni-chem d.o.o. | 105-24/24 | 08.10.2024 | 08.10.2025
Reagensi, izuzev za transfuziju | 404-1-110/24-44 | 283 | Laboratorijski testovi i reagensi za aparat FACSCALIBUR FLOUCITOMETAR, BECTON DICKINSON | 22 | CD34 (Anti–HPCA-2) PE, klon 8G12 | RGN213652 | pakovanje | 100 testova | Bd | CD34 (Anti–HPCA-2) PE | 89358 | 20% | Uni-chem d.o.o. | 105-24/24 | 08.10.2024 | 08.10.2025
Reagensi, izuzev za transfuziju | 404-1-110/24-44 | 283 | Laboratorijski testovi i reagensi za aparat FACSCALIBUR FLOUCITOMETAR, BECTON DICKINSON | 23 | CD20 FITC, klon L27 | RGN213653 | pakovanje | 100 testova | Bd | CD20 FITC | 80772 | 20% | Uni-chem d.o.o. | 105-24/24 | 08.10.2024 | 08.10.2025
Reagensi, izuzev za transfuziju | 404-1-110/24-44 | 283 | Laboratorijski testovi i reagensi za aparat FACSCALIBUR FLOUCITOMETAR, BECTON DICKINSON | 24 | CD8 PE, klon SK1 | RGN213654 | pakovanje | 100 testova | Bd | CD8 PE | 82000 | 20% | Uni-chem d.o.o. | 105-24/24 | 08.10.2024 | 08.10.2025
Reagensi, izuzev za transfuziju | 404-1-110/24-44 | 283 | Laboratorijski testovi i reagensi za aparat FACSCALIBUR FLOUCITOMETAR, BECTON DICKINSON | 25 | CD4 FITC, klon SK3 | RGN213655 | pakovanje | 100 testova | Bd | CD4 FITC | 68000 | 20% | Uni-chem d.o.o. | 105-24/24 | 08.10.2024 | 08.10.2025
Reagensi, izuzev za transfuziju | 404-1-110/24-44 | 283 | Laboratorijski testovi i reagensi za aparat FACSCALIBUR FLOUCITOMETAR, BECTON DICKINSON | 26 | CD7 FITC, klon 4H9 | RGN213656 | pakovanje | 100 testova | Bd | CD7 FITC | 76850 | 20% | Uni-chem d.o.o. | 105-24/24 | 08.10.2024 | 08.10.2025
Reagensi, izuzev za transfuziju | 404-1-110/24-44 | 283 | Laboratorijski testovi i reagensi za aparat FACSCALIBUR FLOUCITOMETAR, BECTON DICKINSON | 27 | FITC labeled anti-human CD58, klon 1C3 | RGN213658 | pakovanje | 100 testova | Bd | FITC labeled anti-human CD58 | 52000 | 20% | Uni-chem d.o.o. | 105-24/24 | 08.10.2024 | 08.10.2025
Reagensi, izuzev za transfuziju | 404-1-110/24-44 | 283 | Laboratorijski testovi i reagensi za aparat FACSCALIBUR FLOUCITOMETAR, BECTON DICKINSON | 28 | Hu CD22 APC, klon HIB22 | RGN213659 | pakovanje | 100 testova | Bd | Hu CD22 APC | 51410 | 20% | Uni-chem d.o.o. | 105-24/24 | 08.10.2024 | 08.10.2025
Reagensi, izuzev za transfuziju | 404-1-110/24-44 | 283 | Laboratorijski testovi i reagensi za aparat FACSCALIBUR FLOUCITOMETAR, BECTON DICKINSON | 29 | CD10 FITC, klon W8E7 | RGN213660 | pakovanje | 100 testova | Bd | CD10 FITC | 73400 | 20% | Uni-chem d.o.o. | 105-24/24 | 08.10.2024 | 08.10.2025
Reagensi, izuzev za transfuziju | 404-1-110/24-44 | 283 | Laboratorijski testovi i reagensi za aparat FACSCALIBUR FLOUCITOMETAR, BECTON DICKINSON | 30 | CD15 FITC, klon MMA | RGN213661 | pakovanje | 100 testova | Bd | CD15 FITC | 81300 | 20% | Uni-chem d.o.o. | 105-24/24 | 08.10.2024 | 08.10.2025
Reagensi, izuzev za transfuziju | 404-1-110/24-44 | 283 | Laboratorijski testovi i reagensi za aparat FACSCALIBUR FLOUCITOMETAR, BECTON DICKINSON | 31 | CD33 PE, klon P67.6 | RGN213662 | pakovanje | 100 testova | Bd | CD33 PE | 81300 | 20% | Uni-chem d.o.o. | 105-24/24 | 08.10.2024 | 08.10.2025
Reagensi, izuzev za transfuziju | 404-1-110/24-44 | 283 | Laboratorijski testovi i reagensi za aparat FACSCALIBUR FLOUCITOMETAR, BECTON DICKINSON | 32 | PE labeled anti-human CD1a, klon HI149 | RGN213663 | pakovanje | 100 testova | Bd | PE labeled anti-human CD1a | 55200 | 20% | Uni-chem d.o.o. | 105-24/24 | 08.10.2024 | 08.10.2025
Reagensi, izuzev za transfuziju | 404-1-110/24-44 | 283 | Laboratorijski testovi i reagensi za aparat FACSCALIBUR FLOUCITOMETAR, BECTON DICKINSON | 33 | CD2 FITC, klon S5.2 | RGN213664 | pakovanje | 100 testova | Bd | CD2 FITC | 78122 | 20% | Uni-chem d.o.o. | 105-24/24 | 08.10.2024 | 08.10.2025
Reagensi, izuzev za transfuziju | 404-1-110/24-44 | 283 | Laboratorijski testovi i reagensi za aparat FACSCALIBUR FLOUCITOMETAR, BECTON DICKINSON | 34 | HU CD5 PE-Cy7, klon L17F12 | RGN213665 | pakovanje | 100 testova | Bd | HU CD5 PE-Cy7 | 98368 | 20% | Uni-chem d.o.o. | 105-24/24 | 08.10.2024 | 08.10.2025
Reagensi, izuzev za transfuziju | 404-1-110/24-44 | 283 | Laboratorijski testovi i reagensi za aparat FACSCALIBUR FLOUCITOMETAR, BECTON DICKINSON | 35 | PE labeled anti-human CD7, klon M-T701 | RGN213666 | pakovanje | 100 testova | Bd | PE labeled anti-human CD7 | 55200 | 20% | Uni-chem d.o.o. | 105-24/24 | 08.10.2024 | 08.10.2025
Reagensi, izuzev za transfuziju | 404-1-110/24-44 | 283 | Laboratorijski testovi i reagensi za aparat FACSCALIBUR FLOUCITOMETAR, BECTON DICKINSON | 36 | Hu CD11b/MAC-1 FITC, klon ICRF44 | RGN213667 | pakovanje | 100 testova | Bd | Hu CD11b/MAC-1 FITC | 38690 | 20% | Uni-chem d.o.o. | 105-24/24 | 08.10.2024 | 08.10.2025
Reagensi, izuzev za transfuziju | 404-1-110/24-44 | 283 | Laboratorijski testovi i reagensi za aparat FACSCALIBUR FLOUCITOMETAR, BECTON DICKINSON | 37 | CD11c PE, klon S-HCL-3 | RGN213668 | pakovanje | 100 testova | Bd | CD11c PE | 83000 | 20% | Uni-chem d.o.o. | 105-24/24 | 08.10.2024 | 08.10.2025
Reagensi, izuzev za transfuziju | 404-1-110/24-44 | 283 | Laboratorijski testovi i reagensi za aparat FACSCALIBUR FLOUCITOMETAR, BECTON DICKINSON | 38 | FITC labeled anti-human CD41b, klon HIP2 | RGN213669 | pakovanje | 100 testova | Bd | FITC labeled anti-human CD41b | 55544 | 20% | Uni-chem d.o.o. | 105-24/24 | 08.10.2024 | 08.10.2025
Reagensi, izuzev za transfuziju | 404-1-110/24-44 | 283 | Laboratorijski testovi i reagensi za aparat FACSCALIBUR FLOUCITOMETAR, BECTON DICKINSON | 39 | CD56 PE, klon MY31 | RGN213670 | pakovanje | 100 testova | Bd | CD56 PE | 89358 | 20% | Uni-chem d.o.o. | 105-24/24 | 08.10.2024 | 08.10.2025
Reagensi, izuzev za transfuziju | 404-1-110/24-44 | 283 | Laboratorijski testovi i reagensi za aparat FACSCALIBUR FLOUCITOMETAR, BECTON DICKINSON | 40 | PE labeled anti-human CD61, klon VI-PL2 | RGN213671 | pakovanje | 100 testova | Bd | PE labeled anti-human CD61 | 60000 | 20% | Uni-chem d.o.o. | 105-24/24 | 08.10.2024 | 08.10.2025
Reagensi, izuzev za transfuziju | 404-1-110/24-44 | 283 | Laboratorijski testovi i reagensi za aparat FACSCALIBUR FLOUCITOMETAR, BECTON DICKINSON | 41 | HU CD64 PE MAB, klon 10.1 | RGN213672 | pakovanje | 100 testova | Bd | HU CD64 PE MAB | 60000 | 20% | Uni-chem d.o.o. | 105-24/24 | 08.10.2024 | 08.10.2025
Reagensi, izuzev za transfuziju | 404-1-110/24-44 | 283 | Laboratorijski testovi i reagensi za aparat FACSCALIBUR FLOUCITOMETAR, BECTON DICKINSON | 42 | PE labeled anti-human CD71, klon M-A712 | RGN213674 | pakovanje | 100 testova | Bd | PE labeled anti-human CD71 | 60000 | 20% | Uni-chem d.o.o. | 105-24/24 | 08.10.2024 | 08.10.2025
Reagensi, izuzev za transfuziju | 404-1-110/24-44 | 283 | Laboratorijski testovi i reagensi za aparat FACSCALIBUR FLOUCITOMETAR, BECTON DICKINSON | 43 | FITC labeled anti-human CD81, klon JS-81 | RGN213675 | pakovanje | 100 testova | Bd | FITC labeled anti-human CD81 | 60950 | 20% | Uni-chem d.o.o. | 105-24/24 | 08.10.2024 | 08.10.2025
Reagensi, izuzev za transfuziju | 404-1-110/24-44 | 283 | Laboratorijski testovi i reagensi za aparat FACSCALIBUR FLOUCITOMETAR, BECTON DICKINSON | 44 | FITC labeled anti-human Glycophorin A, klon GA-R2 (HIR2) | RGN213676 | pakovanje | 0,1 mg | Bd | FITC labeled anti-human Glycophorin A | 60950 | 20% | Uni-chem d.o.o. | 105-24/24 | 08.10.2024 | 08.10.2025
Reagensi, izuzev za transfuziju | 404-1-110/24-44 | 283 | Laboratorijski testovi i reagensi za aparat FACSCALIBUR FLOUCITOMETAR, BECTON DICKINSON | 45 | Anti HLA-DR FITC, klon L243 | RGN213677 | pakovanje | 100 testova | Bd | Anti HLA-DR FITC | 80772 | 20% | Uni-chem d.o.o. | 105-24/24 | 08.10.2024 | 08.10.2025
Reagensi, izuzev za transfuziju | 404-1-110/24-44 | 283 | Laboratorijski testovi i reagensi za aparat FACSCALIBUR FLOUCITOMETAR, BECTON DICKINSON | 46 | FIX&PERM, GAS-004 8x5 ml, Life Tech ili odgovarajući | RGN213678 | pakovanje | 8x5 ml | Fisher Scientific | FIX & PERM KIT- 200 TESTS 1 KIT | 77000 | 20% | Uni-chem d.o.o. | 105-24/24 | 08.10.2024 | 08.10.2025
Reagensi, izuzev za transfuziju | 404-1-110/24-44 | 283 | Laboratorijski testovi i reagensi za aparat FACSCALIBUR FLOUCITOMETAR, BECTON DICKINSON | 47 | Anti–Myeloperoxidase FITC, klon 5B8 | RGN242311 | pakovanje | 50 testova | Bd | Anti–Myeloperoxidase FITC | 44626 | 20% | Uni-chem d.o.o. | 105-24/24 | 08.10.2024 | 08.10.2025
Reagensi, izuzev za transfuziju | 404-1-110/24-44 | 283 | Laboratorijski testovi i reagensi za aparat FACSCALIBUR FLOUCITOMETAR, BECTON DICKINSON | 48 | Terminal Transferase (TdT) FITC Set | RGN220824 | pakovanje | 100 testova | Bd | Terminal Transferase (TdT) FITC Set | 73000 | 20% | Uni-chem d.o.o. | 105-24/24 | 08.10.2024 | 08.10.2025
Reagensi, izuzev za transfuziju | 404-1-110/24-44 | 283 | Laboratorijski testovi i reagensi za aparat FACSCALIBUR FLOUCITOMETAR, BECTON DICKINSON | 49 | iIgM PE, poliklonalni, H15104, Life Tech ili odgovarajući | RGN213681 | pakovanje | 100 testova | Fisher Scientific | GT FAB'2 X HU IGM PE 0.5 ML | 60000 | 20% | Uni-chem d.o.o. | 105-24/24 | 08.10.2024 | 08.10.2025
Reagensi, izuzev za transfuziju | 404-1-110/24-44 | 283 | Laboratorijski testovi i reagensi za aparat FACSCALIBUR FLOUCITOMETAR, BECTON DICKINSON | 50 | Lysozyme, klon LZ-2, FITC, GIC207, Life Tech ili odgovarajući | RGN213682 | pakovanje | 50 testova | Fisher Scientific | MS X HU LYSOZYME 1 ML | 61800 | 20% | Uni-chem d.o.o. | 105-24/24 | 08.10.2024 | 08.10.2025
Reagensi, izuzev za transfuziju | 404-1-110/24-44 | 283 | Laboratorijski testovi i reagensi za aparat FACSCALIBUR FLOUCITOMETAR, BECTON DICKINSON | 51 | CD45 PerCP, klon MEM-28, a 100 test, MA110230, Thermo Fisher ili odgovarajući | RGN213683 | pakovanje | 100 testova | Fisher Scientific | ANTI-CD45 EA | 84100 | 20% | Uni-chem d.o.o. | 105-24/24 | 08.10.2024 | 08.10.2025
Reagensi, izuzev za transfuziju | 404-1-110/24-44 | 283 | Laboratorijski testovi i reagensi za aparat FACSCALIBUR FLOUCITOMETAR, BECTON DICKINSON | 52 | CD10 PE RUO(GMP), klon MEM-78 | RGN213684 | pakovanje | 50 testova | Bd | CD10 PE RUO(GMP) | 56604 | 20% | Uni-chem d.o.o. | 105-24/24 | 08.10.2024 | 08.10.2025
Reagensi, izuzev za transfuziju | 404-1-110/24-44 | 283 | Laboratorijski testovi i reagensi za aparat FACSCALIBUR FLOUCITOMETAR, BECTON DICKINSON | 53 | PE labeled anti-human CD18, klon 6.7 | RGN213685 | pakovanje | 100 testova | Bd | PE labeled anti-human CD18 | 55200 | 20% | Uni-chem d.o.o. | 105-24/24 | 08.10.2024 | 08.10.2025
Reagensi, izuzev za transfuziju | 404-1-110/24-44 | 283 | Laboratorijski testovi i reagensi za aparat FACSCALIBUR FLOUCITOMETAR, BECTON DICKINSON | 54 | CD1a-FITC, klon HI149, RUO | RGN213686 | pakovanje | 100 testova | Bd | FITC labeled anti-human CD1a | 53400 | 20% | Uni-chem d.o.o. | 105-24/24 | 08.10.2024 | 08.10.2025
Reagensi, izuzev za transfuziju | 404-1-110/24-44 | 283 | Laboratorijski testovi i reagensi za aparat FACSCALIBUR FLOUCITOMETAR, BECTON DICKINSON | 55 | CD1a-PE, klon SK9, IVD | RGN213687 | pakovanje | 50 testova | Bd | CD1a PE | 49000 | 20% | Uni-chem d.o.o. | 105-24/24 | 08.10.2024 | 08.10.2025
Reagensi, izuzev za transfuziju | 404-1-110/24-44 | 283 | Laboratorijski testovi i reagensi za aparat FACSCALIBUR FLOUCITOMETAR, BECTON DICKINSON | 56 | CD2-FITC, klon S5.2, IVD | RGN213688 | pakovanje | 100 testova | Bd | CD2 FITC | 78122 | 20% | Uni-chem d.o.o. | 105-24/24 | 08.10.2024 | 08.10.2025
Reagensi, izuzev za transfuziju | 404-1-110/24-44 | 283 | Laboratorijski testovi i reagensi za aparat FACSCALIBUR FLOUCITOMETAR, BECTON DICKINSON | 57 | CD3-FITC, klon SK7, IVD | RGN213689 | pakovanje | 50 testova | Bd | CD3 FITC | 55544 | 20% | Uni-chem d.o.o. | 105-24/24 | 08.10.2024 | 08.10.2025
Reagensi, izuzev za transfuziju | 404-1-110/24-44 | 283 | Laboratorijski testovi i reagensi za aparat FACSCALIBUR FLOUCITOMETAR, BECTON DICKINSON | 58 | CD3-PerCP-Cy5.5, klon SK7, IVD | RGN242312 | pakovanje | 50 testova | Bd | CD3 PerCP-Cy5.5 | 66038 | 20% | Uni-chem d.o.o. | 105-24/24 | 08.10.2024 | 08.10.2025
Reagensi, izuzev za transfuziju | 404-1-110/24-44 | 283 | Laboratorijski testovi i reagensi za aparat FACSCALIBUR FLOUCITOMETAR, BECTON DICKINSON | 59 | CD3-APC, klon UCHT1, RUO | RGN213691 | pakovanje | 100 testova | Bd | APC labeled anti-human CD3 | 76850 | 20% | Uni-chem d.o.o. | 105-24/24 | 08.10.2024 | 08.10.2025
Reagensi, izuzev za transfuziju | 404-1-110/24-44 | 283 | Laboratorijski testovi i reagensi za aparat FACSCALIBUR FLOUCITOMETAR, BECTON DICKINSON | 60 | CD4-PerCP, klon SK3, IVD | RGN213692 | pakovanje | 100 testova | Bd | CD4 PerCP | 101866 | 20% | Uni-chem d.o.o. | 105-24/24 | 08.10.2024 | 08.10.2025
Reagensi, izuzev za transfuziju | 404-1-110/24-44 | 283 | Laboratorijski testovi i reagensi za aparat FACSCALIBUR FLOUCITOMETAR, BECTON DICKINSON | 61 | CD4-APC, klon SK3, IVD | RGN213693 | pakovanje | 100 testova | Bd | CD4 APC | 84300 | 20% | Uni-chem d.o.o. | 105-24/24 | 08.10.2024 | 08.10.2025
Reagensi, izuzev za transfuziju | 404-1-110/24-44 | 283 | Laboratorijski testovi i reagensi za aparat FACSCALIBUR FLOUCITOMETAR, BECTON DICKINSON | 62 | CD5-PE, klon L17F12, IVD | RGN213694 | pakovanje | 100 testova | Bd | CD5 PE | 82000 | 20% | Uni-chem d.o.o. | 105-24/24 | 08.10.2024 | 08.10.2025
Reagensi, izuzev za transfuziju | 404-1-110/24-44 | 283 | Laboratorijski testovi i reagensi za aparat FACSCALIBUR FLOUCITOMETAR, BECTON DICKINSON | 63 | CD7-FITC, klon M-T701, IVD | RGN213695 | pakovanje | 50 testova | Bd | CD7 FITC | 40000 | 20% | Uni-chem d.o.o. | 105-24/24 | 08.10.2024 | 08.10.2025
Reagensi, izuzev za transfuziju | 404-1-110/24-44 | 283 | Laboratorijski testovi i reagensi za aparat FACSCALIBUR FLOUCITOMETAR, BECTON DICKINSON | 64 | CD8-PE, klon SK1, IVD | RGN213696 | pakovanje | 100 testova | Bd | CD8 PE | 82000 | 20% | Uni-chem d.o.o. | 105-24/24 | 08.10.2024 | 08.10.2025
Reagensi, izuzev za transfuziju | 404-1-110/24-44 | 283 | Laboratorijski testovi i reagensi za aparat FACSCALIBUR FLOUCITOMETAR, BECTON DICKINSON | 65 | CD8-PerCP, klon SK1, IVD | RGN213697 | pakovanje | 100 testova | Bd | CD8 PerCP | 101866 | 20% | Uni-chem d.o.o. | 105-24/24 | 08.10.2024 | 08.10.2025
Reagensi, izuzev za transfuziju | 404-1-110/24-44 | 283 | Laboratorijski testovi i reagensi za aparat FACSCALIBUR FLOUCITOMETAR, BECTON DICKINSON | 66 | CD10-PE, klon HI10a, IVD | RGN213698 | pakovanje | 50 testova | Bd | CD10 PE | 52046 | 20% | Uni-chem d.o.o. | 105-24/24 | 08.10.2024 | 08.10.2025
Reagensi, izuzev za transfuziju | 404-1-110/24-44 | 283 | Laboratorijski testovi i reagensi za aparat FACSCALIBUR FLOUCITOMETAR, BECTON DICKINSON | 67 | CD10-APC, klon HI10a, IVD | RGN213699 | pakovanje | 100 testova | Bd | CD10 APC | 89358 | 20% | Uni-chem d.o.o. | 105-24/24 | 08.10.2024 | 08.10.2025
Reagensi, izuzev za transfuziju | 404-1-110/24-44 | 283 | Laboratorijski testovi i reagensi za aparat FACSCALIBUR FLOUCITOMETAR, BECTON DICKINSON | 68 | CD11a-APC, klon HI111, RUO | RGN213700 | pakovanje | 100 testova | Bd | HU CD11a/LFA-1 APC | 76850 | 20% | Uni-chem d.o.o. | 105-24/24 | 08.10.2024 | 08.10.2025
Reagensi, izuzev za transfuziju | 404-1-110/24-44 | 283 | Laboratorijski testovi i reagensi za aparat FACSCALIBUR FLOUCITOMETAR, BECTON DICKINSON | 69 | CD11b-PE, klon D12, IVD | RGN213701 | pakovanje | 100 testova | Bd | CD11b PE | 82000 | 20% | Uni-chem d.o.o. | 105-24/24 | 08.10.2024 | 08.10.2025
Reagensi, izuzev za transfuziju | 404-1-110/24-44 | 283 | Laboratorijski testovi i reagensi za aparat FACSCALIBUR FLOUCITOMETAR, BECTON DICKINSON | 70 | CD11c-PE, klon S-HCL-3, IVD | RGN213702 | pakovanje | 100 testova | Bd | CD11c PE | 83000 | 20% | Uni-chem d.o.o. | 105-24/24 | 08.10.2024 | 08.10.2025
Reagensi, izuzev za transfuziju | 404-1-110/24-44 | 283 | Laboratorijski testovi i reagensi za aparat FACSCALIBUR FLOUCITOMETAR, BECTON DICKINSON | 71 | CD11c-APC, klon S-HCL-3, IVD | RGN213703 | pakovanje | 100 testova | Bd | CD11c APC | 86920 | 20% | Uni-chem d.o.o. | 105-24/24 | 08.10.2024 | 08.10.2025
Reagensi, izuzev za transfuziju | 404-1-110/24-44 | 283 | Laboratorijski testovi i reagensi za aparat FACSCALIBUR FLOUCITOMETAR, BECTON DICKINSON | 72 | CD13-PE, klon L138, IVD | RGN213704 | pakovanje | 100 testova | Bd | CD13 PE | 83000 | 20% | Uni-chem d.o.o. | 105-24/24 | 08.10.2024 | 08.10.2025
Reagensi, izuzev za transfuziju | 404-1-110/24-44 | 283 | Laboratorijski testovi i reagensi za aparat FACSCALIBUR FLOUCITOMETAR, BECTON DICKINSON | 73 | CD14-PE, klon MɸP9, IVD | RGN213705 | pakovanje | 100 testova | Bd | CD14 PE | 86500 | 20% | Uni-chem d.o.o. | 105-24/24 | 08.10.2024 | 08.10.2025
Reagensi, izuzev za transfuziju | 404-1-110/24-44 | 283 | Laboratorijski testovi i reagensi za aparat FACSCALIBUR FLOUCITOMETAR, BECTON DICKINSON | 74 | CD14-APC, klon MɸP9, IVD | RGN213706 | pakovanje | 100 testova | Bd | CD14 APC | 84300 | 20% | Uni-chem d.o.o. | 105-24/24 | 08.10.2024 | 08.10.2025
Reagensi, izuzev za transfuziju | 404-1-110/24-44 | 283 | Laboratorijski testovi i reagensi za aparat FACSCALIBUR FLOUCITOMETAR, BECTON DICKINSON | 75 | CD15-FITC, klon MMA, IVD | RGN213707 | pakovanje | 100 testova | Bd | CD15 FITC | 81300 | 20% | Uni-chem d.o.o. | 105-24/24 | 08.10.2024 | 08.10.2025
Reagensi, izuzev za transfuziju | 404-1-110/24-44 | 283 | Laboratorijski testovi i reagensi za aparat FACSCALIBUR FLOUCITOMETAR, BECTON DICKINSON | 76 | CD15-APC, klon HI98, RUO | RGN213708 | pakovanje | 100 testova | Bd | APC labeled anti-human CD15 | 76850 | 20% | Uni-chem d.o.o. | 105-24/24 | 08.10.2024 | 08.10.2025
Reagensi, izuzev za transfuziju | 404-1-110/24-44 | 283 | Laboratorijski testovi i reagensi za aparat FACSCALIBUR FLOUCITOMETAR, BECTON DICKINSON | 77 | CD16-PE, klon 3G8, RUO | RGN213709 | pakovanje | 100 testova | Bd | PE labeled anti-human CD16 | 63812 | 20% | Uni-chem d.o.o. | 105-24/24 | 08.10.2024 | 08.10.2025
Reagensi, izuzev za transfuziju | 404-1-110/24-44 | 283 | Laboratorijski testovi i reagensi za aparat FACSCALIBUR FLOUCITOMETAR, BECTON DICKINSON | 78 | CD16-APC, klon 3G8, RUO | RGN213710 | pakovanje | 50 testova | Bd | HU CD16 NHP APC MAB | 44626 | 20% | Uni-chem d.o.o. | 105-24/24 | 08.10.2024 | 08.10.2025
Reagensi, izuzev za transfuziju | 404-1-110/24-44 | 283 | Laboratorijski testovi i reagensi za aparat FACSCALIBUR FLOUCITOMETAR, BECTON DICKINSON | 79 | CD16-PE, klon B73.1, IVD | RGN213711 | pakovanje | 100 testova | Bd | CD16 PE | 89358 | 20% | Uni-chem d.o.o. | 105-24/24 | 08.10.2024 | 08.10.2025
Reagensi, izuzev za transfuziju | 404-1-110/24-44 | 283 | Laboratorijski testovi i reagensi za aparat FACSCALIBUR FLOUCITOMETAR, BECTON DICKINSON | 80 | CD19-PE, klon 4G7, RUO | RGN213712 | pakovanje | 50 testova | Bd | CD19 PE | 49100 | 20% | Uni-chem d.o.o. | 105-24/24 | 08.10.2024 | 08.10.2025
Reagensi, izuzev za transfuziju | 404-1-110/24-44 | 283 | Laboratorijski testovi i reagensi za aparat FACSCALIBUR FLOUCITOMETAR, BECTON DICKINSON | 81 | CD19-PerCP-Cy5.5, klon SJ25C1, IVD | RGN213713 | pakovanje | 50 testova | Bd | CD19 PerCP-Cy5.5 | 66038 | 20% | Uni-chem d.o.o. | 105-24/24 | 08.10.2024 | 08.10.2025
Reagensi, izuzev za transfuziju | 404-1-110/24-44 | 283 | Laboratorijski testovi i reagensi za aparat FACSCALIBUR FLOUCITOMETAR, BECTON DICKINSON | 82 | CD19-APC, klon SJ25C1, IVD | RGN213714 | pakovanje | 100 testova | Bd | CD19 APC | 89358 | 20% | Uni-chem d.o.o. | 105-24/24 | 08.10.2024 | 08.10.2025
Reagensi, izuzev za transfuziju | 404-1-110/24-44 | 283 | Laboratorijski testovi i reagensi za aparat FACSCALIBUR FLOUCITOMETAR, BECTON DICKINSON | 83 | CD20-FITC, klon L27, IVD | RGN213715 | pakovanje | 100 testova | Bd | CD20 FITC | 80772 | 20% | Uni-chem d.o.o. | 105-24/24 | 08.10.2024 | 08.10.2025
Reagensi, izuzev za transfuziju | 404-1-110/24-44 | 283 | Laboratorijski testovi i reagensi za aparat FACSCALIBUR FLOUCITOMETAR, BECTON DICKINSON | 84 | CD20-PerCP-Cy5.5, klon L27, IVD | RGN213716 | pakovanje | 50 testova | Bd | CD20 PerCP-Cy5.5 | 67522 | 20% | Uni-chem d.o.o. | 105-24/24 | 08.10.2024 | 08.10.2025
Reagensi, izuzev za transfuziju | 404-1-110/24-44 | 283 | Laboratorijski testovi i reagensi za aparat FACSCALIBUR FLOUCITOMETAR, BECTON DICKINSON | 85 | CD20-APC, klon L27, IVD | RGN213717 | pakovanje | 100 testova | Bd | CD20 APC | 86920 | 20% | Uni-chem d.o.o. | 105-24/24 | 08.10.2024 | 08.10.2025
Reagensi, izuzev za transfuziju | 404-1-110/24-44 | 283 | Laboratorijski testovi i reagensi za aparat FACSCALIBUR FLOUCITOMETAR, BECTON DICKINSON | 86 | CD22-PE, klon S-HCL-1, IVD | RGN213718 | pakovanje | 100 testova | Bd | CD22 PE | 89358 | 20% | Uni-chem d.o.o. | 105-24/24 | 08.10.2024 | 08.10.2025
Reagensi, izuzev za transfuziju | 404-1-110/24-44 | 283 | Laboratorijski testovi i reagensi za aparat FACSCALIBUR FLOUCITOMETAR, BECTON DICKINSON | 87 | CD23-PE, klon EBVCS-5, IVD | RGN213719 | pakovanje | 50 testova | Bd | CD23-PE | 50668 | 20% | Uni-chem d.o.o. | 105-24/24 | 08.10.2024 | 08.10.2025
Reagensi, izuzev za transfuziju | 404-1-110/24-44 | 283 | Laboratorijski testovi i reagensi za aparat FACSCALIBUR FLOUCITOMETAR, BECTON DICKINSON | 88 | CD24-PE, klon ML5, RUO | RGN213720 | pakovanje | 100 testova | Bd | PE labeled anti-human CD24 | 62600 | 20% | Uni-chem d.o.o. | 105-24/24 | 08.10.2024 | 08.10.2025
Reagensi, izuzev za transfuziju | 404-1-110/24-44 | 283 | Laboratorijski testovi i reagensi za aparat FACSCALIBUR FLOUCITOMETAR, BECTON DICKINSON | 89 | CD25-FITC, klon 2A3, IVD | RGN213721 | pakovanje | 100 testova | Bd | CD25 (Anti–IL-2R) FITC | 76000 | 20% | Uni-chem d.o.o. | 105-24/24 | 08.10.2024 | 08.10.2025
Reagensi, izuzev za transfuziju | 404-1-110/24-44 | 283 | Laboratorijski testovi i reagensi za aparat FACSCALIBUR FLOUCITOMETAR, BECTON DICKINSON | 90 | CD26-PE, klon M-A261, RUO | RGN213722 | pakovanje | 100 testova | Bd | PE labeled anti-human CD26 | 60200 | 20% | Uni-chem d.o.o. | 105-24/24 | 08.10.2024 | 08.10.2025
Reagensi, izuzev za transfuziju | 404-1-110/24-44 | 283 | Laboratorijski testovi i reagensi za aparat FACSCALIBUR FLOUCITOMETAR, BECTON DICKINSON | 91 | CD27-APC, klon M-T271, RUO | RGN213723 | pakovanje | 100 testova | Bd | HU CD27 APC MAB | 73400 | 20% | Uni-chem d.o.o. | 105-24/24 | 08.10.2024 | 08.10.2025
Reagensi, izuzev za transfuziju | 404-1-110/24-44 | 283 | Laboratorijski testovi i reagensi za aparat FACSCALIBUR FLOUCITOMETAR, BECTON DICKINSON | 92 | CD28-PE, klon CD28.2, RUO | RGN213724 | pakovanje | 100 testova | Bd | PE labeled anti-human CD28 | 62300 | 20% | Uni-chem d.o.o. | 105-24/24 | 08.10.2024 | 08.10.2025
Reagensi, izuzev za transfuziju | 404-1-110/24-44 | 283 | Laboratorijski testovi i reagensi za aparat FACSCALIBUR FLOUCITOMETAR, BECTON DICKINSON | 93 | CD30-PE, clone BerH8, RUO | RGN213725 | pakovanje | 100 testova | Bd | PE labeled anti-human CD30 | 59360 | 20% | Uni-chem d.o.o. | 105-24/24 | 08.10.2024 | 08.10.2025
Reagensi, izuzev za transfuziju | 404-1-110/24-44 | 283 | Laboratorijski testovi i reagensi za aparat FACSCALIBUR FLOUCITOMETAR, BECTON DICKINSON | 94 | CD33-APC, klon P67.6, IVD | RGN242313 | pakovanje | 100 testova | Bd | CD33 APC | 89676 | 20% | Uni-chem d.o.o. | 105-24/24 | 08.10.2024 | 08.10.2025
Reagensi, izuzev za transfuziju | 404-1-110/24-44 | 283 | Laboratorijski testovi i reagensi za aparat FACSCALIBUR FLOUCITOMETAR, BECTON DICKINSON | 95 | CD34-PE, klon 8G12, IVD | RGN213727 | pakovanje | 100 testova | Bd | CD34 (Anti–HPCA-2) PE | 89358 | 20% | Uni-chem d.o.o. | 105-24/24 | 08.10.2024 | 08.10.2025
Reagensi, izuzev za transfuziju | 404-1-110/24-44 | 283 | Laboratorijski testovi i reagensi za aparat FACSCALIBUR FLOUCITOMETAR, BECTON DICKINSON | 96 | CD34-PerCP-Cy5.5, klon 8G12, IVD | RGN213728 | pakovanje | 50 testova | Bd | CD34 (Anti–HPCA-2) PerCP-Cy5.5 | 64236 | 20% | Uni-chem d.o.o. | 105-24/24 | 08.10.2024 | 08.10.2025
Reagensi, izuzev za transfuziju | 404-1-110/24-44 | 283 | Laboratorijski testovi i reagensi za aparat FACSCALIBUR FLOUCITOMETAR, BECTON DICKINSON | 97 | CD34-APC, klon 8G12, IVD | RGN213729 | pakovanje | 100 testova | Bd | CD34 (Anti–HPCA-2) APC | 89358 | 20% | Uni-chem d.o.o. | 105-24/24 | 08.10.2024 | 08.10.2025
Reagensi, izuzev za transfuziju | 404-1-110/24-44 | 283 | Laboratorijski testovi i reagensi za aparat FACSCALIBUR FLOUCITOMETAR, BECTON DICKINSON | 98 | CD35-PE, klon E11, RUO | RGN213730 | pakovanje | 100 testova | Bd | PE labeled anti-human CD35 | 62300 | 20% | Uni-chem d.o.o. | 105-24/24 | 08.10.2024 | 08.10.2025
Reagensi, izuzev za transfuziju | 404-1-110/24-44 | 283 | Laboratorijski testovi i reagensi za aparat FACSCALIBUR FLOUCITOMETAR, BECTON DICKINSON | 99 | CD38-FITC, klon HB7, IVD | RGN213731 | pakovanje | 50 testova | Bd | CD38 FITC | 44626 | 20% | Uni-chem d.o.o. | 105-24/24 | 08.10.2024 | 08.10.2025
Reagensi, izuzev za transfuziju | 404-1-110/24-44 | 283 | Laboratorijski testovi i reagensi za aparat FACSCALIBUR FLOUCITOMETAR, BECTON DICKINSON | 100 | CD38-APC, klon HB7, IVD | RGN213732 | pakovanje | 100 testova | Bd | CD38 APC | 84300 | 20% | Uni-chem d.o.o. | 105-24/24 | 08.10.2024 | 08.10.2025
Reagensi, izuzev za transfuziju | 404-1-110/24-44 | 283 | Laboratorijski testovi i reagensi za aparat FACSCALIBUR FLOUCITOMETAR, BECTON DICKINSON | 101 | CD41a-FITC, klon HIP8, RUO | RGN213733 | pakovanje | 100 testova | Bd | FITC labeled anti-human CD41a | 53000 | 20% | Uni-chem d.o.o. | 105-24/24 | 08.10.2024 | 08.10.2025
Reagensi, izuzev za transfuziju | 404-1-110/24-44 | 283 | Laboratorijski testovi i reagensi za aparat FACSCALIBUR FLOUCITOMETAR, BECTON DICKINSON | 102 | CD42b-PE, klon HIP1, RUO | RGN213734 | pakovanje | 100 testova | Bd | PE labeled anti-human CD42b | 60000 | 20% | Uni-chem d.o.o. | 105-24/24 | 08.10.2024 | 08.10.2025
Reagensi, izuzev za transfuziju | 404-1-110/24-44 | 283 | Laboratorijski testovi i reagensi za aparat FACSCALIBUR FLOUCITOMETAR, BECTON DICKINSON | 103 | CD43-FITC, klon 1G10, RUO | RGN213735 | pakovanje | 100 testova | Bd | FITC labeled anti-human CD43 | 53400 | 20% | Uni-chem d.o.o. | 105-24/24 | 08.10.2024 | 08.10.2025
Reagensi, izuzev za transfuziju | 404-1-110/24-44 | 283 | Laboratorijski testovi i reagensi za aparat FACSCALIBUR FLOUCITOMETAR, BECTON DICKINSON | 104 | CD44-FITC, klon L178, RUO | RGN213736 | pakovanje | 100 testova | Bd | CD44 FITC | 76200 | 20% | Uni-chem d.o.o. | 105-24/24 | 08.10.2024 | 08.10.2025
Reagensi, izuzev za transfuziju | 404-1-110/24-44 | 283 | Laboratorijski testovi i reagensi za aparat FACSCALIBUR FLOUCITOMETAR, BECTON DICKINSON | 105 | CD45-FITC, klon 2D1, IVD | RGN213737 | pakovanje | 100 testova | Bd | CD45 FITC | 76200 | 20% | Uni-chem d.o.o. | 105-24/24 | 08.10.2024 | 08.10.2025
Reagensi, izuzev za transfuziju | 404-1-110/24-44 | 283 | Laboratorijski testovi i reagensi za aparat FACSCALIBUR FLOUCITOMETAR, BECTON DICKINSON | 106 | CD45-PerCP, klon 2D1, IVD | RGN213738 | pakovanje | 100 testova | Bd | CD45 PerCP | 101866 | 20% | Uni-chem d.o.o. | 105-24/24 | 08.10.2024 | 08.10.2025
Reagensi, izuzev za transfuziju | 404-1-110/24-44 | 283 | Laboratorijski testovi i reagensi za aparat FACSCALIBUR FLOUCITOMETAR, BECTON DICKINSON | 107 | CD45RO-APC, klon UCHL-1, RUO | RGN213739 | pakovanje | 100 testova | Bd | CD45 RO APC | 89464 | 20% | Uni-chem d.o.o. | 105-24/24 | 08.10.2024 | 08.10.2025
Reagensi, izuzev za transfuziju | 404-1-110/24-44 | 283 | Laboratorijski testovi i reagensi za aparat FACSCALIBUR FLOUCITOMETAR, BECTON DICKINSON | 108 | CD49d-APC, klon 9F10, RUO | RGN213740 | pakovanje | 100 testova | Bd | HU CD49d APC | 75684 | 20% | Uni-chem d.o.o. | 105-24/24 | 08.10.2024 | 08.10.2025
Reagensi, izuzev za transfuziju | 404-1-110/24-44 | 283 | Laboratorijski testovi i reagensi za aparat FACSCALIBUR FLOUCITOMETAR, BECTON DICKINSON | 109 | CD55-PE, klon IA10, RUO | RGN213741 | pakovanje | 50 testova | Bd | CD55-PE | 57500 | 20% | Uni-chem d.o.o. | 105-24/24 | 08.10.2024 | 08.10.2025
Reagensi, izuzev za transfuziju | 404-1-110/24-44 | 283 | Laboratorijski testovi i reagensi za aparat FACSCALIBUR FLOUCITOMETAR, BECTON DICKINSON | 110 | CD56-FITC, klon NCAM16.2, IVD | RGN213742 | pakovanje | 50 testova | Bd | CD56 FITC | 42100 | 20% | Uni-chem d.o.o. | 105-24/24 | 08.10.2024 | 08.10.2025
Reagensi, izuzev za transfuziju | 404-1-110/24-44 | 283 | Laboratorijski testovi i reagensi za aparat FACSCALIBUR FLOUCITOMETAR, BECTON DICKINSON | 111 | CD56-PE, klon NCAM16.2, IVD | RGN213743 | pakovanje | 50 testova | Bd | CD56 PE | 49100 | 20% | Uni-chem d.o.o. | 105-24/24 | 08.10.2024 | 08.10.2025
Reagensi, izuzev za transfuziju | 404-1-110/24-44 | 283 | Laboratorijski testovi i reagensi za aparat FACSCALIBUR FLOUCITOMETAR, BECTON DICKINSON | 112 | CD56-PE, klon MY31, IVD | RGN213744 | pakovanje | 100 testova | Bd | CD56 PE | 89358 | 20% | Uni-chem d.o.o. | 105-24/24 | 08.10.2024 | 08.10.2025
Reagensi, izuzev za transfuziju | 404-1-110/24-44 | 283 | Laboratorijski testovi i reagensi za aparat FACSCALIBUR FLOUCITOMETAR, BECTON DICKINSON | 113 | CD57-FITC, klon HNK-1, IVD | RGN213745 | pakovanje | 100 testova | Bd | CD57 FITC | 81938 | 20% | Uni-chem d.o.o. | 105-24/24 | 08.10.2024 | 08.10.2025
Reagensi, izuzev za transfuziju | 404-1-110/24-44 | 283 | Laboratorijski testovi i reagensi za aparat FACSCALIBUR FLOUCITOMETAR, BECTON DICKINSON | 114 | CD58-FITC, klon 1C3, RUO | RGN213746 | pakovanje | 100 testova | Bd | FITC labeled anti-human CD58 | 52000 | 20% | Uni-chem d.o.o. | 105-24/24 | 08.10.2024 | 08.10.2025
Reagensi, izuzev za transfuziju | 404-1-110/24-44 | 283 | Laboratorijski testovi i reagensi za aparat FACSCALIBUR FLOUCITOMETAR, BECTON DICKINSON | 115 | CD59-FITC, klon p282 (H19), RUO | RGN213747 | pakovanje | 100 testova | Bd | FITC labeled anti-human CD59 | 50000 | 20% | Uni-chem d.o.o. | 105-24/24 | 08.10.2024 | 08.10.2025
Reagensi, izuzev za transfuziju | 404-1-110/24-44 | 283 | Laboratorijski testovi i reagensi za aparat FACSCALIBUR FLOUCITOMETAR, BECTON DICKINSON | 116 | CD61-FITC, klon RUU-PL 7F12, IVD | RGN213748 | pakovanje | 100 testova | Bd | CD61 FITC | 76200 | 20% | Uni-chem d.o.o. | 105-24/24 | 08.10.2024 | 08.10.2025
Reagensi, izuzev za transfuziju | 404-1-110/24-44 | 283 | Laboratorijski testovi i reagensi za aparat FACSCALIBUR FLOUCITOMETAR, BECTON DICKINSON | 117 | CD62L-APC, klon DREG-56, RUO | RGN213749 | pakovanje | 100 testova | Bd | HU CD62L (L-Selectin) APC | 76850 | 20% | Uni-chem d.o.o. | 105-24/24 | 08.10.2024 | 08.10.2025
Reagensi, izuzev za transfuziju | 404-1-110/24-44 | 283 | Laboratorijski testovi i reagensi za aparat FACSCALIBUR FLOUCITOMETAR, BECTON DICKINSON | 118 | CD64-APC, klon 10.1, RUO | RGN213750 | pakovanje | 50 testova | Bd | HU CD64 APC MAB | 37600 | 20% | Uni-chem d.o.o. | 105-24/24 | 08.10.2024 | 08.10.2025
Reagensi, izuzev za transfuziju | 404-1-110/24-44 | 283 | Laboratorijski testovi i reagensi za aparat FACSCALIBUR FLOUCITOMETAR, BECTON DICKINSON | 119 | CD66b-FITC, klon G10F5, RUO | RGN213751 | pakovanje | 100 testova | Bd | FITC labeled anti-human CD66b | 56604 | 20% | Uni-chem d.o.o. | 105-24/24 | 08.10.2024 | 08.10.2025
Reagensi, izuzev za transfuziju | 404-1-110/24-44 | 283 | Laboratorijski testovi i reagensi za aparat FACSCALIBUR FLOUCITOMETAR, BECTON DICKINSON | 120 | CD66c-FITC, klon B6.2/CD56, RUO | RGN213752 | pakovanje | 100 testova | Bd | Human CD66 FITC Mab | 56180 | 20% | Uni-chem d.o.o. | 105-24/24 | 08.10.2024 | 08.10.2025
Reagensi, izuzev za transfuziju | 404-1-110/24-44 | 283 | Laboratorijski testovi i reagensi za aparat FACSCALIBUR FLOUCITOMETAR, BECTON DICKINSON | 121 | CD71-APC, klon M-A712, RUO | RGN213753 | pakovanje | 100 testova | Bd | HU CD71 APC MAB | 86178 | 20% | Uni-chem d.o.o. | 105-24/24 | 08.10.2024 | 08.10.2025
Reagensi, izuzev za transfuziju | 404-1-110/24-44 | 283 | Laboratorijski testovi i reagensi za aparat FACSCALIBUR FLOUCITOMETAR, BECTON DICKINSON | 122 | CD79a-PE, klon HM47, IVD | RGN213754 | pakovanje | 50 testova | Bd | CD79a PE CE | 52046 | 20% | Uni-chem d.o.o. | 105-24/24 | 08.10.2024 | 08.10.2025
Reagensi, izuzev za transfuziju | 404-1-110/24-44 | 283 | Laboratorijski testovi i reagensi za aparat FACSCALIBUR FLOUCITOMETAR, BECTON DICKINSON | 123 | CD79b-APC, klon SN8, IVD | RGN213755 | pakovanje | 100 testova | Bd | CD79b APC, CE | 84300 | 20% | Uni-chem d.o.o. | 105-24/24 | 08.10.2024 | 08.10.2025
Reagensi, izuzev za transfuziju | 404-1-110/24-44 | 283 | Laboratorijski testovi i reagensi za aparat FACSCALIBUR FLOUCITOMETAR, BECTON DICKINSON | 124 | CD81-APC, klon JS-81, RUO | RGN213756 | pakovanje | 100 testova | Bd | HU CD81 APC MAB | 73140 | 20% | Uni-chem d.o.o. | 105-24/24 | 08.10.2024 | 08.10.2025
Reagensi, izuzev za transfuziju | 404-1-110/24-44 | 283 | Laboratorijski testovi i reagensi za aparat FACSCALIBUR FLOUCITOMETAR, BECTON DICKINSON | 125 | CD90-APC, klon 5E10, RUO | RGN213757 | pakovanje | 0,1 mg | Bd | HU CD90 (Thy-1) APC | 87400 | 20% | Uni-chem d.o.o. | 105-24/24 | 08.10.2024 | 08.10.2025
Reagensi, izuzev za transfuziju | 404-1-110/24-44 | 283 | Laboratorijski testovi i reagensi za aparat FACSCALIBUR FLOUCITOMETAR, BECTON DICKINSON | 126 | CD103-PE, klon Ber-ACT8, IVD | RGN213758 | pakovanje | 50 testova | Bd | CD103 PE | 53000 | 20% | Uni-chem d.o.o. | 105-24/24 | 08.10.2024 | 08.10.2025
Reagensi, izuzev za transfuziju | 404-1-110/24-44 | 283 | Laboratorijski testovi i reagensi za aparat FACSCALIBUR FLOUCITOMETAR, BECTON DICKINSON | 127 | CD114-PE, klon LMM741, RUO | RGN213759 | pakovanje | 0.2 mg | Bd | PE labeled anti-human CD114 | 78200 | 20% | Uni-chem d.o.o. | 105-24/24 | 08.10.2024 | 08.10.2025
Reagensi, izuzev za transfuziju | 404-1-110/24-44 | 283 | Laboratorijski testovi i reagensi za aparat FACSCALIBUR FLOUCITOMETAR, BECTON DICKINSON | 128 | CD117-PE, klon 104D2, IVD | RGN213760 | pakovanje | 50 testova | Bd | CD117 PE | 52046 | 20% | Uni-chem d.o.o. | 105-24/24 | 08.10.2024 | 08.10.2025
Reagensi, izuzev za transfuziju | 404-1-110/24-44 | 283 | Laboratorijski testovi i reagensi za aparat FACSCALIBUR FLOUCITOMETAR, BECTON DICKINSON | 129 | HU CD127 PE MAB FTM | RGN220825 | pakovanje | 0,1 mg | Bd | HU CD127 PE MAB FTM | 62300 | 20% | Uni-chem d.o.o. | 105-24/24 | 08.10.2024 | 08.10.2025
Reagensi, izuzev za transfuziju | 404-1-110/24-44 | 283 | Laboratorijski testovi i reagensi za aparat FACSCALIBUR FLOUCITOMETAR, BECTON DICKINSON | 130 | CD135-PE, klon 4G8, RUO | RGN213762 | pakovanje | 100 testova | Bd | PE labeled anti-human CD135 | 57500 | 20% | Uni-chem d.o.o. | 105-24/24 | 08.10.2024 | 08.10.2025
Reagensi, izuzev za transfuziju | 404-1-110/24-44 | 283 | Laboratorijski testovi i reagensi za aparat FACSCALIBUR FLOUCITOMETAR, BECTON DICKINSON | 131 | CD152-APC, klon BNI3, RUO | RGN213763 | pakovanje | 100 testova | Bd | APC labeled anti-human CD152 (CTLA-4) | 89700 | 20% | Uni-chem d.o.o. | 105-24/24 | 08.10.2024 | 08.10.2025
Reagensi, izuzev za transfuziju | 404-1-110/24-44 | 283 | Laboratorijski testovi i reagensi za aparat FACSCALIBUR FLOUCITOMETAR, BECTON DICKINSON | 132 | CD157-PE, klon SY11B5, RUO | RGN213764 | pakovanje | 50 testova | Bd | Hu CD157 PE | 28090 | 20% | Uni-chem d.o.o. | 105-24/24 | 08.10.2024 | 08.10.2025
Reagensi, izuzev za transfuziju | 404-1-110/24-44 | 283 | Laboratorijski testovi i reagensi za aparat FACSCALIBUR FLOUCITOMETAR, BECTON DICKINSON | 133 | CD200-PE, klon OX-104, RUO | RGN213765 | pakovanje | 100 testova | Bd | HU CD200 PE MAB | 64660 | 20% | Uni-chem d.o.o. | 105-24/24 | 08.10.2024 | 08.10.2025
Reagensi, izuzev za transfuziju | 404-1-110/24-44 | 283 | Laboratorijski testovi i reagensi za aparat FACSCALIBUR FLOUCITOMETAR, BECTON DICKINSON | 134 | CD305-PE, klon DX26, RUO | RGN213766 | pakovanje | 100 testova | Bd | PE labeled anti-human LAIR-1 | 50000 | 20% | Uni-chem d.o.o. | 105-24/24 | 08.10.2024 | 08.10.2025
Reagensi, izuzev za transfuziju | 404-1-110/24-44 | 283 | Laboratorijski testovi i reagensi za aparat FACSCALIBUR FLOUCITOMETAR, BECTON DICKINSON | 135 | CD371-PE, klon 50C1, RUO | RGN213767 | pakovanje | 50 testova | Bd | HU CLEC12A PE | 35404 | 20% | Uni-chem d.o.o. | 105-24/24 | 08.10.2024 | 08.10.2025
Reagensi, izuzev za transfuziju | 404-1-110/24-44 | 283 | Laboratorijski testovi i reagensi za aparat FACSCALIBUR FLOUCITOMETAR, BECTON DICKINSON | 136 | HLA-DR-FITC, klon L243, IVD | RGN213768 | pakovanje | 100 testova | Bd | Anti HLA-DR FITC | 80772 | 20% | Uni-chem d.o.o. | 105-24/24 | 08.10.2024 | 08.10.2025
Reagensi, izuzev za transfuziju | 404-1-110/24-44 | 283 | Laboratorijski testovi i reagensi za aparat FACSCALIBUR FLOUCITOMETAR, BECTON DICKINSON | 137 | MPO-FITC, klon 5B8, IVD | RGN213769 | pakovanje | 50 testova | Bd | Anti–Myeloperoxidase FITC | 44626 | 20% | Uni-chem d.o.o. | 105-24/24 | 08.10.2024 | 08.10.2025
Reagensi, izuzev za transfuziju | 404-1-110/24-44 | 283 | Laboratorijski testovi i reagensi za aparat FACSCALIBUR FLOUCITOMETAR, BECTON DICKINSON | 138 | FMC7-FITC, klon FMC7, IVD | RGN213770 | pakovanje | 50 testova | Bd | Anti-FMC7, FITC | 43884 | 20% | Uni-chem d.o.o. | 105-24/24 | 08.10.2024 | 08.10.2025
Reagensi, izuzev za transfuziju | 404-1-110/24-44 | 283 | Laboratorijski testovi i reagensi za aparat FACSCALIBUR FLOUCITOMETAR, BECTON DICKINSON | 139 | TCRα/β-FITC, clone WT31, IVD | RGN213771 | pakovanje | 100 testova | Bd | Anti–TCR-alpha/beta FITC | 77804 | 20% | Uni-chem d.o.o. | 105-24/24 | 08.10.2024 | 08.10.2025
Reagensi, izuzev za transfuziju | 404-1-110/24-44 | 283 | Laboratorijski testovi i reagensi za aparat FACSCALIBUR FLOUCITOMETAR, BECTON DICKINSON | 140 | TCRγ/δ-PE, clone 11F2, IVD | RGN213772 | pakovanje | 100 testova | Bd | Anti–TCR-gamma/delta-1 PE | 89570 | 20% | Uni-chem d.o.o. | 105-24/24 | 08.10.2024 | 08.10.2025
Reagensi, izuzev za transfuziju | 404-1-110/24-44 | 283 | Laboratorijski testovi i reagensi za aparat FACSCALIBUR FLOUCITOMETAR, BECTON DICKINSON | 141 | FoxP3-PE, klon 236A/E7 | RGN213773 | pakovanje | 100 testova | Bd | HU FOXP3 PE MAB | 82892 | 20% | Uni-chem d.o.o. | 105-24/24 | 08.10.2024 | 08.10.2025
Reagensi, izuzev za transfuziju | 404-1-110/24-44 | 283 | Laboratorijski testovi i reagensi za aparat FACSCALIBUR FLOUCITOMETAR, BECTON DICKINSON | 142 | ROR1-PE, klon 4A5, RUO | RGN213774 | pakovanje | 50 testova | Bd | Hu ROR1 PE | 38000 | 20% | Uni-chem d.o.o. | 105-24/24 | 08.10.2024 | 08.10.2025
Reagensi, izuzev za transfuziju | 404-1-110/24-44 | 283 | Laboratorijski testovi i reagensi za aparat FACSCALIBUR FLOUCITOMETAR, BECTON DICKINSON | 143 | Mouse IgM-FITC Isotype Control, clone G155-228, RUO | RGN213778 | pakovanje | 100 testova | Bd | FITC labeled Mouse IgM, kappa isotype control | 27400 | 20% | Uni-chem d.o.o. | 105-24/24 | 08.10.2024 | 08.10.2025
Reagensi, izuzev za transfuziju | 404-1-110/24-44 | 283 | Laboratorijski testovi i reagensi za aparat FACSCALIBUR FLOUCITOMETAR, BECTON DICKINSON | 144 | FLAER: Alexa Fluor® 488 proaerolysin | RGN220826 | pakovanje | 50ug | Cedarlane Corporation | FLAER: Alexa Fluor® 488 proaerolysin | 153700 | 20% | Uni-chem d.o.o. | 105-24/24 | 08.10.2024 | 08.10.2025
Reagensi, izuzev za transfuziju | 404-1-110/24-44 | 283 | Laboratorijski testovi i reagensi za aparat FACSCALIBUR FLOUCITOMETAR, BECTON DICKINSON | 145 | 7-Aminoactinomycin D (7-AAD), ready-to-use, RUO | RGN213780 | pakovanje | 2 ml | Bd | 7-AAd | 16960 | 20% | Uni-chem d.o.o. | 105-24/24 | 08.10.2024 | 08.10.2025
Reagensi, izuzev za transfuziju | 404-1-110/24-44 | 283 | Laboratorijski testovi i reagensi za aparat FACSCALIBUR FLOUCITOMETAR, BECTON DICKINSON | 146 | PAX5-PE, klon 1H9, RUO | RGN213781 | pakovanje | 50 µg | Bd | Pax-5 PE | 46322 | 20% | Uni-chem d.o.o. | 105-24/24 | 08.10.2024 | 08.10.2025
Reagensi, izuzev za transfuziju | 404-1-110/24-44 | 283 | Laboratorijski testovi i reagensi za aparat FACSCALIBUR FLOUCITOMETAR, BECTON DICKINSON | 147 | BD Multicheck CD4 Low Control, IVD | RGN213782 | pakovanje | 1 x 2.5 ml | Bd | BD Multi-Check CD4 Low Control 1 x 2,5 ml | 19504 | 20% | Uni-chem d.o.o. | 105-24/24 | 08.10.2024 | 08.10.2025
Reagensi, izuzev za transfuziju | 404-1-110/24-44 | 283 | Laboratorijski testovi i reagensi za aparat FACSCALIBUR FLOUCITOMETAR, BECTON DICKINSON | 148 | BD 344563, Stem Cell Enumeration (SCE) Kit, IVD | RGN213783 | pakovanje | 50 testova | Bd | BD Stem Cell Enumeration (SCE) Kit | 162200 | 20% | Uni-chem d.o.o. | 105-24/24 | 08.10.2024 | 08.10.2025
Reagensi, izuzev za transfuziju | 404-1-110/24-44 | 283 | Laboratorijski testovi i reagensi za aparat FACSCALIBUR FLOUCITOMETAR, BECTON DICKINSON | 149 | BD Stem Cell Control Kit (Bi-Level Control), 2x2,5 ml/ kit, IVD | RGN213784 | pakovanje | 2 x 2.5 ml | Bd | BD Stem Cell Control Kit | 60950 | 20% | Uni-chem d.o.o. | 105-24/24 | 08.10.2024 | 08.10.2025
Reagensi, izuzev za transfuziju | 404-1-110/24-44 | 283 | Laboratorijski testovi i reagensi za aparat FACSCALIBUR FLOUCITOMETAR, BECTON DICKINSON | 150 | BD 334224 FACS Shutdown Solution, RUO | RGN213785 | pakovanje | 5 L | Bd | BD FACS Shutdown Solution | 8798 | 20% | Uni-chem d.o.o. | 105-24/24 | 08.10.2024 | 08.10.2025
Reagensi, izuzev za transfuziju | 404-1-110/24-44 | 283 | Laboratorijski testovi i reagensi za aparat FACSCALIBUR FLOUCITOMETAR, BECTON DICKINSON | 151 | Cytofix, rastvor za fiksiranje | RGN220827 | pakovanje | 100ml | Bd | BD Cytofix Fixation Buffer | 28000 | 20% | Uni-chem d.o.o. | 105-24/24 | 08.10.2024 | 08.10.2025
Reagensi, izuzev za transfuziju | 404-1-110/24-44 | 283 | Laboratorijski testovi i reagensi za aparat FACSCALIBUR FLOUCITOMETAR, BECTON DICKINSON | 152 | Foxp3 Transcription Factor Staining Buffer Set, Kit, RUO | RGN213787 | pakovanje | kit | Bd | Transcription Factor Buffer Set | 30000 | 20% | Uni-chem d.o.o. | 105-24/24 | 08.10.2024 | 08.10.2025
Reagensi, izuzev za transfuziju | 404-1-110/24-44 | 283 | Laboratorijski testovi i reagensi za aparat FACSCALIBUR FLOUCITOMETAR, BECTON DICKINSON | 153 | BD 352235 Tubes with round bottom cell-strainer cap, RUO | RGN213788 | pakovanje | 500 epruveta | Corning | Falcon® 5mL Round Bottom Polystyrene Test Tube, wi | 82044 | 20% | Uni-chem d.o.o. | 105-24/24 | 08.10.2024 | 08.10.2025
Reagensi, izuzev za transfuziju | 404-1-110/24-44 | 283 | Laboratorijski testovi i reagensi za aparat FACSCALIBUR FLOUCITOMETAR, BECTON DICKINSON | 154 | TransFix/EDTA, RUO | RGN213789 | pakovanje | 25 epruveta | Caltag Medsystems | TransFix/EDTA CSF Sample Storage Tubes | 80500 | 20% | Uni-chem d.o.o. | 105-24/24 | 08.10.2024 | 08.10.2025
Reagensi, izuzev za transfuziju | 404-1-110/24-44 | 284 | Laboratorijski testovi i reagensi za aparat BD FACSCount | 1 | BD FACSCount Reagent Kit | RGN213792 | pakovanje | 50 теста | Bd | BD FACSCount Reagent Kit | 154000 | 20% | Uni-chem d.o.o. | 105-24/24 | 08.10.2024 | 08.10.2025
Reagensi, izuzev za transfuziju | 404-1-110/24-44 | 284 | Laboratorijski testovi i reagensi za aparat BD FACSCount | 2 | BD FACSCount Control Kit | RGN213793 | pakovanje | 25 теста | Bd | BD FACSCount Control Kit | 64000 | 20% | Uni-chem d.o.o. | 105-24/24 | 08.10.2024 | 08.10.2025
Reagensi, izuzev za transfuziju | 404-1-110/24-44 | 284 | Laboratorijski testovi i reagensi za aparat BD FACSCount | 3 | BD FACSFlow Sheath Fluid | RGN213794 | pakovanje | 20 L | Bd | BD FACSFlow Sheath Fluid | 8400 | 20% | Uni-chem d.o.o. | 105-24/24 | 08.10.2024 | 08.10.2025
Reagensi, izuzev za transfuziju | 404-1-110/24-44 | 284 | Laboratorijski testovi i reagensi za aparat BD FACSCount | 4 | BD FACSClean | RGN213795 | pakovanje | 5 L | Bd | BD FACSClean | 8400 | 20% | Uni-chem d.o.o. | 105-24/24 | 08.10.2024 | 08.10.2025
Reagensi, izuzev za transfuziju | 404-1-110/24-44 | 285 | Reagensi za sisteme za elektroforezu Capillarys 2 Flex Piercing, Capillarys 3 Terra, Capillarys, Hydrasys 2, Hydrasys 2 scan (SEBIA) | 1 | CAPICLEAN rastvor | RGN216513 | pakovanje | 1x25 ml | Sebia, Francuska | CAPICLEAN rastvor | 9350 | 20% | East Diagnostics d.o.o. | 105-5/24 | 08.10.2024 | 08.10.2025
Reagensi, izuzev za transfuziju | 404-1-110/24-44 | 285 | Reagensi za sisteme za elektroforezu Capillarys 2 Flex Piercing, Capillarys 3 Terra, Capillarys, Hydrasys 2, Hydrasys 2 scan (SEBIA) | 2 | ANTI IGD/IGE | RGN216514 | pakovanje | kit | Sebia, Francuska | ANTI IGD/IGE | 8478 | 20% | East Diagnostics d.o.o. | 105-5/24 | 08.10.2024 | 08.10.2025
Reagensi, izuzev za transfuziju | 404-1-110/24-44 | 285 | Reagensi za sisteme za elektroforezu Capillarys 2 Flex Piercing, Capillarys 3 Terra, Capillarys, Hydrasys 2, Hydrasys 2 scan (SEBIA) | 3 | ANTISERUM A-IgA PER | RGN233616 | pakovanje | 1 x 0,7 ml | Sebia, Francuska | ANTISERUM A-IgA PER | 17200 | 20% | East Diagnostics d.o.o. | 105-5/24 | 08.10.2024 | 08.10.2025
Reagensi, izuzev za transfuziju | 404-1-110/24-44 | 285 | Reagensi za sisteme za elektroforezu Capillarys 2 Flex Piercing, Capillarys 3 Terra, Capillarys, Hydrasys 2, Hydrasys 2 scan (SEBIA) | 4 | ANTISERUM A-IgG PER | RGN233617 | pakovanje | 1 x 0,7 ml | Sebia, Francuska | ANTISERUM A-IgG PER | 17200 | 20% | East Diagnostics d.o.o. | 105-5/24 | 08.10.2024 | 08.10.2025
Reagensi, izuzev za transfuziju | 404-1-110/24-44 | 285 | Reagensi za sisteme za elektroforezu Capillarys 2 Flex Piercing, Capillarys 3 Terra, Capillarys, Hydrasys 2, Hydrasys 2 scan (SEBIA) | 5 | ANTISERUM A-IgM PER | RGN233618 | pakovanje | 1 x 0,7 ml | Sebia, Francuska | ANTISERUM A-IgM PER | 17200 | 20% | East Diagnostics d.o.o. | 105-5/24 | 08.10.2024 | 08.10.2025
Reagensi, izuzev za transfuziju | 404-1-110/24-44 | 285 | Reagensi za sisteme za elektroforezu Capillarys 2 Flex Piercing, Capillarys 3 Terra, Capillarys, Hydrasys 2, Hydrasys 2 scan (SEBIA) | 6 | ANTISERUM FIX G-A-M-A-K-L | RGN216518 | pakovanje | kit | Sebia, Francuska | ANTISERUM FIX G-A-M-A-K-L | 24000 | 20% | East Diagnostics d.o.o. | 105-5/24 | 08.10.2024 | 08.10.2025
Reagensi, izuzev za transfuziju | 404-1-110/24-44 | 285 | Reagensi za sisteme za elektroforezu Capillarys 2 Flex Piercing, Capillarys 3 Terra, Capillarys, Hydrasys 2, Hydrasys 2 scan (SEBIA) | 7 | ANTISERUM IgD | RGN216519 | pakovanje | 1x1 ml | Sebia, Francuska | ANTISERUM IgD | 11200 | 20% | East Diagnostics d.o.o. | 105-5/24 | 08.10.2024 | 08.10.2025
Reagensi, izuzev za transfuziju | 404-1-110/24-44 | 285 | Reagensi za sisteme za elektroforezu Capillarys 2 Flex Piercing, Capillarys 3 Terra, Capillarys, Hydrasys 2, Hydrasys 2 scan (SEBIA) | 8 | ANTISERUM IgE | RGN216520 | pakovanje | 1x1 ml | Sebia, Francuska | ANTISERUM IgE | 16200 | 20% | East Diagnostics d.o.o. | 105-5/24 | 08.10.2024 | 08.10.2025
Reagensi, izuzev za transfuziju | 404-1-110/24-44 | 285 | Reagensi za sisteme za elektroforezu Capillarys 2 Flex Piercing, Capillarys 3 Terra, Capillarys, Hydrasys 2, Hydrasys 2 scan (SEBIA) | 9 | ANTISERUM FIX-GAM-K-L | RGN216521 | pakovanje | kit | Sebia, Francuska | ANTISERUM FIX-GAM-K-L | 28200 | 20% | East Diagnostics d.o.o. | 105-5/24 | 08.10.2024 | 08.10.2025
Reagensi, izuzev za transfuziju | 404-1-110/24-44 | 285 | Reagensi za sisteme za elektroforezu Capillarys 2 Flex Piercing, Capillarys 3 Terra, Capillarys, Hydrasys 2, Hydrasys 2 scan (SEBIA) | 10 | ANTISERUM Kapa/Lambda | RGN216522 | pakovanje | 1 x 0,6 ml | Sebia, Francuska | ANTISERUM Kapa/Lambda | 42100 | 20% | East Diagnostics d.o.o. | 105-5/24 | 08.10.2024 | 08.10.2025
Reagensi, izuzev za transfuziju | 404-1-110/24-44 | 285 | Reagensi za sisteme za elektroforezu Capillarys 2 Flex Piercing, Capillarys 3 Terra, Capillarys, Hydrasys 2, Hydrasys 2 scan (SEBIA) | 11 | ANTISERUM Kf-Lf MS | RGN216523 | pakovanje | kit | Sebia, Francuska | ANTISERUM Kf-Lf MS | 46000 | 20% | East Diagnostics d.o.o. | 105-5/24 | 08.10.2024 | 08.10.2025
Reagensi, izuzev za transfuziju | 404-1-110/24-44 | 285 | Reagensi za sisteme za elektroforezu Capillarys 2 Flex Piercing, Capillarys 3 Terra, Capillarys, Hydrasys 2, Hydrasys 2 scan (SEBIA) | 12 | Bins for used reagent cups | RGN216524 | pakovanje | 5 | Sebia, Francuska | Bins for used reagent cups | 4500 | 20% | East Diagnostics d.o.o. | 105-5/24 | 08.10.2024 | 08.10.2025
Reagensi, izuzev za transfuziju | 404-1-110/24-44 | 285 | Reagensi za sisteme za elektroforezu Capillarys 2 Flex Piercing, Capillarys 3 Terra, Capillarys, Hydrasys 2, Hydrasys 2 scan (SEBIA) | 13 | CALIBRATOR HbA1C CAPILLARY CALIBRATOR | RGN216525 | pakovanje | kit | Sebia, Francuska | CALIBRATOR HbA1C CAPILLARY CALIBRATOR | 25027 | 20% | East Diagnostics d.o.o. | 105-5/24 | 08.10.2024 | 08.10.2025
Reagensi, izuzev za transfuziju | 404-1-110/24-44 | 285 | Reagensi za sisteme za elektroforezu Capillarys 2 Flex Piercing, Capillarys 3 Terra, Capillarys, Hydrasys 2, Hydrasys 2 scan (SEBIA) | 14 | CAPI 3 HbA1c | RGN242314 | pakovanje | kit | Sebia, Francuska | CAPI 3 HbA1c | 64200 | 20% | East Diagnostics d.o.o. | 105-5/24 | 08.10.2024 | 08.10.2025
Reagensi, izuzev za transfuziju | 404-1-110/24-44 | 285 | Reagensi za sisteme za elektroforezu Capillarys 2 Flex Piercing, Capillarys 3 Terra, Capillarys, Hydrasys 2, Hydrasys 2 scan (SEBIA) | 15 | Capillaris HbA1c | RGN216527 | pakovanje | kit | Sebia, Francuska | Capillaris HbA1c | 71000 | 20% | East Diagnostics d.o.o. | 105-5/24 | 08.10.2024 | 08.10.2025
Reagensi, izuzev za transfuziju | 404-1-110/24-44 | 285 | Reagensi za sisteme za elektroforezu Capillarys 2 Flex Piercing, Capillarys 3 Terra, Capillarys, Hydrasys 2, Hydrasys 2 scan (SEBIA) | 16 | CAPILLARYS 3 WASH SOLITION | RGN216528 | pakovanje | kit | Sebia, Francuska | CAPILLARYS 3 WASH SOLITION | 4200 | 20% | East Diagnostics d.o.o. | 105-5/24 | 08.10.2024 | 08.10.2025
Reagensi, izuzev za transfuziju | 404-1-110/24-44 | 285 | Reagensi za sisteme za elektroforezu Capillarys 2 Flex Piercing, Capillarys 3 Terra, Capillarys, Hydrasys 2, Hydrasys 2 scan (SEBIA) | 17 | CDT TREATMENT SOLUTION | RGN216529 | pakovanje | kit | Sebia, Francuska | CDT TREATMENT SOLUTION | 7001.28 | 20% | East Diagnostics d.o.o. | 105-5/24 | 08.10.2024 | 08.10.2025
Reagensi, izuzev za transfuziju | 404-1-110/24-44 | 285 | Reagensi za sisteme za elektroforezu Capillarys 2 Flex Piercing, Capillarys 3 Terra, Capillarys, Hydrasys 2, Hydrasys 2 scan (SEBIA) | 18 | CLEAN PROTECT | RGN216530 | pakovanje | 5 ml | Sebia, Francuska | CLEAN PROTECT | 7065 | 20% | East Diagnostics d.o.o. | 105-5/24 | 08.10.2024 | 08.10.2025
Reagensi, izuzev za transfuziju | 404-1-110/24-44 | 285 | Reagensi za sisteme za elektroforezu Capillarys 2 Flex Piercing, Capillarys 3 Terra, Capillarys, Hydrasys 2, Hydrasys 2 scan (SEBIA) | 19 | CONTROL SERA NORMAL | RGN216531 | pakovanje | 5x1 ml | Sebia, Francuska | CONTROL SERA NORMAL | 12200 | 20% | East Diagnostics d.o.o. | 105-5/24 | 08.10.2024 | 08.10.2025
Reagensi, izuzev za transfuziju | 404-1-110/24-44 | 285 | Reagensi za sisteme za elektroforezu Capillarys 2 Flex Piercing, Capillarys 3 Terra, Capillarys, Hydrasys 2, Hydrasys 2 scan (SEBIA) | 20 | CSF CONTROL | RGN216532 | pakovanje | 0,5 ml | Sebia, Francuska | CSF CONTROL | 5887.44 | 20% | East Diagnostics d.o.o. | 105-5/24 | 08.10.2024 | 08.10.2025
Reagensi, izuzev za transfuziju | 404-1-110/24-44 | 285 | Reagensi za sisteme za elektroforezu Capillarys 2 Flex Piercing, Capillarys 3 Terra, Capillarys, Hydrasys 2, Hydrasys 2 scan (SEBIA) | 21 | DESTAINING SOLUTION | RGN216533 | pakovanje | 10 x 100 ml | Sebia, Francuska | DESTAINING SOLUTION | 11774.88 | 20% | East Diagnostics d.o.o. | 105-5/24 | 08.10.2024 | 08.10.2025
Reagensi, izuzev za transfuziju | 404-1-110/24-44 | 285 | Reagensi za sisteme za elektroforezu Capillarys 2 Flex Piercing, Capillarys 3 Terra, Capillarys, Hydrasys 2, Hydrasys 2 scan (SEBIA) | 22 | ENZYCONTROL | RGN216534 | pakovanje | 1 ml | Sebia, Francuska | ENZYCONTROL | 13047.84 | 20% | East Diagnostics d.o.o. | 105-5/24 | 08.10.2024 | 08.10.2025
Reagensi, izuzev za transfuziju | 404-1-110/24-44 | 285 | Reagensi za sisteme za elektroforezu Capillarys 2 Flex Piercing, Capillarys 3 Terra, Capillarys, Hydrasys 2, Hydrasys 2 scan (SEBIA) | 23 | FLUIDIL | RGN216535 | pakovanje | 5 ml | Sebia, Francuska | FLUIDIL | 3341.52 | 20% | East Diagnostics d.o.o. | 105-5/24 | 08.10.2024 | 08.10.2025
Reagensi, izuzev za transfuziju | 404-1-110/24-44 | 285 | Reagensi za sisteme za elektroforezu Capillarys 2 Flex Piercing, Capillarys 3 Terra, Capillarys, Hydrasys 2, Hydrasys 2 scan (SEBIA) | 24 | Hb A2 NORMAL CONTROL (5) | RGN216536 | pakovanje | kit | Sebia, Francuska | Hb A2 NORMAL CONTROL (5) | 86369 | 20% | East Diagnostics d.o.o. | 105-5/24 | 08.10.2024 | 08.10.2025
Reagensi, izuzev za transfuziju | 404-1-110/24-44 | 285 | Reagensi za sisteme za elektroforezu Capillarys 2 Flex Piercing, Capillarys 3 Terra, Capillarys, Hydrasys 2, Hydrasys 2 scan (SEBIA) | 25 | Hb AFSC CONTROL | RGN216537 | pakovanje | 1 ml | Sebia, Francuska | Hb AFSC CONTROL | 25787 | 20% | East Diagnostics d.o.o. | 105-5/24 | 08.10.2024 | 08.10.2025
Reagensi, izuzev za transfuziju | 404-1-110/24-44 | 285 | Reagensi za sisteme za elektroforezu Capillarys 2 Flex Piercing, Capillarys 3 Terra, Capillarys, Hydrasys 2, Hydrasys 2 scan (SEBIA) | 26 | MULTI-SYSTEM Hb A1c CAPILLARY CONTROLS (2) | RGN216538 | pakovanje | kit | Sebia, Francuska | MULTI-SYSTEM Hb A1c CAPILLARY CONTROLS (2) | 16200 | 20% | East Diagnostics d.o.o. | 105-5/24 | 08.10.2024 | 08.10.2025
Reagensi, izuzev za transfuziju | 404-1-110/24-44 | 285 | Reagensi za sisteme za elektroforezu Capillarys 2 Flex Piercing, Capillarys 3 Terra, Capillarys, Hydrasys 2, Hydrasys 2 scan (SEBIA) | 27 | HIDRAGEL 1 BENCE JONES | RGN216539 | pakovanje | kit | Sebia, Francuska | HIDRAGEL 1 BENCE JONES | 44000 | 20% | East Diagnostics d.o.o. | 105-5/24 | 08.10.2024 | 08.10.2025
Reagensi, izuzev za transfuziju | 404-1-110/24-44 | 285 | Reagensi za sisteme za elektroforezu Capillarys 2 Flex Piercing, Capillarys 3 Terra, Capillarys, Hydrasys 2, Hydrasys 2 scan (SEBIA) | 28 | HIDRAGEL 6 CSF | RGN216540 | pakovanje | kit | Sebia, Francuska | HIDRAGEL 6 CSF | 56500 | 20% | East Diagnostics d.o.o. | 105-5/24 | 08.10.2024 | 08.10.2025
Reagensi, izuzev za transfuziju | 404-1-110/24-44 | 285 | Reagensi za sisteme za elektroforezu Capillarys 2 Flex Piercing, Capillarys 3 Terra, Capillarys, Hydrasys 2, Hydrasys 2 scan (SEBIA) | 29 | HYDRAGEL 1 IF | RGN216541 | pakovanje | kit | Sebia, Francuska | HYDRAGEL 1 IF | 43000 | 20% | East Diagnostics d.o.o. | 105-5/24 | 08.10.2024 | 08.10.2025
Reagensi, izuzev za transfuziju | 404-1-110/24-44 | 285 | Reagensi za sisteme za elektroforezu Capillarys 2 Flex Piercing, Capillarys 3 Terra, Capillarys, Hydrasys 2, Hydrasys 2 scan (SEBIA) | 30 | HYDRAGEL 15 HR ACID VIOLET | RGN216542 | pakovanje | kit | Sebia, Francuska | HYDRAGEL 15 HR ACID VIOLET | 44000 | 20% | East Diagnostics d.o.o. | 105-5/24 | 08.10.2024 | 08.10.2025
Reagensi, izuzev za transfuziju | 404-1-110/24-44 | 285 | Reagensi za sisteme za elektroforezu Capillarys 2 Flex Piercing, Capillarys 3 Terra, Capillarys, Hydrasys 2, Hydrasys 2 scan (SEBIA) | 31 | HYDRAGEL 15 ISO-PAL | RGN216543 | pakovanje | kit | Sebia, Francuska | HYDRAGEL 15 ISO-PAL | 75000 | 20% | East Diagnostics d.o.o. | 105-5/24 | 08.10.2024 | 08.10.2025
Reagensi, izuzev za transfuziju | 404-1-110/24-44 | 285 | Reagensi za sisteme za elektroforezu Capillarys 2 Flex Piercing, Capillarys 3 Terra, Capillarys, Hydrasys 2, Hydrasys 2 scan (SEBIA) | 32 | HYDRAGEL 2 BEN. JONES | RGN216544 | pakovanje | kit | Sebia, Francuska | HYDRAGEL 2 BEN. JONES | 46000 | 20% | East Diagnostics d.o.o. | 105-5/24 | 08.10.2024 | 08.10.2025
Reagensi, izuzev za transfuziju | 404-1-110/24-44 | 285 | Reagensi za sisteme za elektroforezu Capillarys 2 Flex Piercing, Capillarys 3 Terra, Capillarys, Hydrasys 2, Hydrasys 2 scan (SEBIA) | 33 | HYDRAGEL 2 IF | RGN216545 | pakovanje | kit | Sebia, Francuska | HYDRAGEL 2 IF | 46000 | 20% | East Diagnostics d.o.o. | 105-5/24 | 08.10.2024 | 08.10.2025
Reagensi, izuzev za transfuziju | 404-1-110/24-44 | 285 | Reagensi za sisteme za elektroforezu Capillarys 2 Flex Piercing, Capillarys 3 Terra, Capillarys, Hydrasys 2, Hydrasys 2 scan (SEBIA) | 34 | HYDRAGEL 2 URINE PROFIL | RGN216546 | pakovanje | kit | Sebia, Francuska | HYDRAGEL 2 URINE PROFIL | 42000 | 20% | East Diagnostics d.o.o. | 105-5/24 | 08.10.2024 | 08.10.2025
Reagensi, izuzev za transfuziju | 404-1-110/24-44 | 285 | Reagensi za sisteme za elektroforezu Capillarys 2 Flex Piercing, Capillarys 3 Terra, Capillarys, Hydrasys 2, Hydrasys 2 scan (SEBIA) | 35 | HYDRAGEL 30 β1-β2 | RGN216547 | pakovanje | kit | Sebia, Francuska | HYDRAGEL 30 β1-β2 | 50000 | 20% | East Diagnostics d.o.o. | 105-5/24 | 08.10.2024 | 08.10.2025
Reagensi, izuzev za transfuziju | 404-1-110/24-44 | 285 | Reagensi za sisteme za elektroforezu Capillarys 2 Flex Piercing, Capillarys 3 Terra, Capillarys, Hydrasys 2, Hydrasys 2 scan (SEBIA) | 36 | HYDRAGEL 4 BENCE JONES (M.D) | RGN216548 | pakovanje | kit | Sebia, Francuska | HYDRAGEL 4 BENCE JONES (M.D) | 60000 | 20% | East Diagnostics d.o.o. | 105-5/24 | 08.10.2024 | 08.10.2025
Reagensi, izuzev za transfuziju | 404-1-110/24-44 | 285 | Reagensi za sisteme za elektroforezu Capillarys 2 Flex Piercing, Capillarys 3 Terra, Capillarys, Hydrasys 2, Hydrasys 2 scan (SEBIA) | 37 | HYDRAGEL 4 IF (SM) - ACID VIOLET | RGN216549 | pakovanje | kit | Sebia, Francuska | HYDRAGEL 4 IF (SM) - ACID VIOLET | 55000 | 20% | East Diagnostics d.o.o. | 105-5/24 | 08.10.2024 | 08.10.2025
Reagensi, izuzev za transfuziju | 404-1-110/24-44 | 285 | Reagensi za sisteme za elektroforezu Capillarys 2 Flex Piercing, Capillarys 3 Terra, Capillarys, Hydrasys 2, Hydrasys 2 scan (SEBIA) | 38 | HYDRAGEL 7 ACIDE HEMOGLOBIN | RGN216550 | pakovanje | kit | Sebia, Francuska | HYDRAGEL 7 ACIDE HEMOGLOBIN | 45000 | 20% | East Diagnostics d.o.o. | 105-5/24 | 08.10.2024 | 08.10.2025
Reagensi, izuzev za transfuziju | 404-1-110/24-44 | 285 | Reagensi za sisteme za elektroforezu Capillarys 2 Flex Piercing, Capillarys 3 Terra, Capillarys, Hydrasys 2, Hydrasys 2 scan (SEBIA) | 39 | HYDRAGEL 7 HEMOGLOBIN | RGN216551 | pakovanje | kit | Sebia, Francuska | HYDRAGEL 7 HEMOGLOBIN | 44000 | 20% | East Diagnostics d.o.o. | 105-5/24 | 08.10.2024 | 08.10.2025
Reagensi, izuzev za transfuziju | 404-1-110/24-44 | 285 | Reagensi za sisteme za elektroforezu Capillarys 2 Flex Piercing, Capillarys 3 Terra, Capillarys, Hydrasys 2, Hydrasys 2 scan (SEBIA) | 40 | HYDRAGEL 7 HR ACID VIOLET | RGN216552 | pakovanje | kit | Sebia, Francuska | HYDRAGEL 7 HR ACID VIOLET | 44000 | 20% | East Diagnostics d.o.o. | 105-5/24 | 08.10.2024 | 08.10.2025
Reagensi, izuzev za transfuziju | 404-1-110/24-44 | 285 | Reagensi za sisteme za elektroforezu Capillarys 2 Flex Piercing, Capillarys 3 Terra, Capillarys, Hydrasys 2, Hydrasys 2 scan (SEBIA) | 41 | HYDRAGEL 7 ISO-CK | RGN216553 | pakovanje | kit | Sebia, Francuska | HYDRAGEL 7 ISO-CK | 84000 | 20% | East Diagnostics d.o.o. | 105-5/24 | 08.10.2024 | 08.10.2025
Reagensi, izuzev za transfuziju | 404-1-110/24-44 | 285 | Reagensi za sisteme za elektroforezu Capillarys 2 Flex Piercing, Capillarys 3 Terra, Capillarys, Hydrasys 2, Hydrasys 2 scan (SEBIA) | 42 | HYDRAGEL 7 ISO-LDH | RGN216554 | pakovanje | kit | Sebia, Francuska | HYDRAGEL 7 ISO-LDH | 55000 | 20% | East Diagnostics d.o.o. | 105-5/24 | 08.10.2024 | 08.10.2025
Reagensi, izuzev za transfuziju | 404-1-110/24-44 | 285 | Reagensi za sisteme za elektroforezu Capillarys 2 Flex Piercing, Capillarys 3 Terra, Capillarys, Hydrasys 2, Hydrasys 2 scan (SEBIA) | 43 | HYDRAGEL 7 LIPO+Lp(a) | RGN216555 | pakovanje | kit | Sebia, Francuska | HYDRAGEL 7 LIPO+Lp(a) | 43000 | 20% | East Diagnostics d.o.o. | 105-5/24 | 08.10.2024 | 08.10.2025
Reagensi, izuzev za transfuziju | 404-1-110/24-44 | 285 | Reagensi za sisteme za elektroforezu Capillarys 2 Flex Piercing, Capillarys 3 Terra, Capillarys, Hydrasys 2, Hydrasys 2 scan (SEBIA) | 44 | HYDRASIS WASH SOL. | RGN216556 | pakovanje | 10 x 80 ml | Sebia, Francuska | HYDRASIS WASH SOL. | 14320.8 | 20% | East Diagnostics d.o.o. | 105-5/24 | 08.10.2024 | 08.10.2025
Reagensi, izuzev za transfuziju | 404-1-110/24-44 | 285 | Reagensi za sisteme za elektroforezu Capillarys 2 Flex Piercing, Capillarys 3 Terra, Capillarys, Hydrasys 2, Hydrasys 2 scan (SEBIA) | 45 | HYDRYGEL 5 PROTEINURIJA | RGN216557 | pakovanje | kit | Sebia, Francuska | HYDRYGEL 5 PROTEINURIJA | 68103.36 | 20% | East Diagnostics d.o.o. | 105-5/24 | 08.10.2024 | 08.10.2025
Reagensi, izuzev za transfuziju | 404-1-110/24-44 | 285 | Reagensi za sisteme za elektroforezu Capillarys 2 Flex Piercing, Capillarys 3 Terra, Capillarys, Hydrasys 2, Hydrasys 2 scan (SEBIA) | 46 | HYDRYGEl 7 β1-β2 | RGN216558 | pakovanje | kit | Sebia, Francuska | HYDRYGEl 7 β1-β2 | 26095.68 | 20% | East Diagnostics d.o.o. | 105-5/24 | 08.10.2024 | 08.10.2025
Reagensi, izuzev za transfuziju | 404-1-110/24-44 | 285 | Reagensi za sisteme za elektroforezu Capillarys 2 Flex Piercing, Capillarys 3 Terra, Capillarys, Hydrasys 2, Hydrasys 2 scan (SEBIA) | 47 | HYPERGAMMA CONTROL SERUM | RGN216559 | pakovanje | 5x1 ml | Sebia, Francuska | HYPERGAMMA CONTROL SERUM | 27000 | 20% | East Diagnostics d.o.o. | 105-5/24 | 08.10.2024 | 08.10.2025
Reagensi, izuzev za transfuziju | 404-1-110/24-44 | 285 | Reagensi za sisteme za elektroforezu Capillarys 2 Flex Piercing, Capillarys 3 Terra, Capillarys, Hydrasys 2, Hydrasys 2 scan (SEBIA) | 48 | ISO-PAL CONTROL | RGN216560 | pakovanje | 0,5 ml | Sebia, Francuska | ISO-PAL CONTROL | 13600 | 20% | East Diagnostics d.o.o. | 105-5/24 | 08.10.2024 | 08.10.2025
Reagensi, izuzev za transfuziju | 404-1-110/24-44 | 285 | Reagensi za sisteme za elektroforezu Capillarys 2 Flex Piercing, Capillarys 3 Terra, Capillarys, Hydrasys 2, Hydrasys 2 scan (SEBIA) | 49 | IT/IF CONTROL | RGN216561 | pakovanje | 1 x 1,0 ml | Sebia, Francuska | IT/IF CONTROL | 12093.12 | 20% | East Diagnostics d.o.o. | 105-5/24 | 08.10.2024 | 08.10.2025
Reagensi, izuzev za transfuziju | 404-1-110/24-44 | 285 | Reagensi za sisteme za elektroforezu Capillarys 2 Flex Piercing, Capillarys 3 Terra, Capillarys, Hydrasys 2, Hydrasys 2 scan (SEBIA) | 50 | KIT CAPILLARYS CDT | RGN216562 | pakovanje | kit | Sebia, Francuska | KIT CAPILLARYS CDT | 338448.24 | 20% | East Diagnostics d.o.o. | 105-5/24 | 08.10.2024 | 08.10.2025
Reagensi, izuzev za transfuziju | 404-1-110/24-44 | 285 | Reagensi za sisteme za elektroforezu Capillarys 2 Flex Piercing, Capillarys 3 Terra, Capillarys, Hydrasys 2, Hydrasys 2 scan (SEBIA) | 51 | KIT CAPILLARYS HEMOGLOBIN(E) | RGN216563 | pakovanje | kit | Sebia, Francuska | KIT CAPILLARYS HEMOGLOBIN(E) | 113922 | 20% | East Diagnostics d.o.o. | 105-5/24 | 08.10.2024 | 08.10.2025
Reagensi, izuzev za transfuziju | 404-1-110/24-44 | 285 | Reagensi za sisteme za elektroforezu Capillarys 2 Flex Piercing, Capillarys 3 Terra, Capillarys, Hydrasys 2, Hydrasys 2 scan (SEBIA) | 52 | KIT CAPILLARYS PROTEIN(E) 6 | RGN216564 | pakovanje | kit | Sebia, Francuska | KIT CAPILLARYS PROTEIN(E) 6 | 84299 | 20% | East Diagnostics d.o.o. | 105-5/24 | 08.10.2024 | 08.10.2025
Reagensi, izuzev za transfuziju | 404-1-110/24-44 | 285 | Reagensi za sisteme za elektroforezu Capillarys 2 Flex Piercing, Capillarys 3 Terra, Capillarys, Hydrasys 2, Hydrasys 2 scan (SEBIA) | 53 | MASK URINE PROFIL | RGN216565 | komad | 1 | Sebia, Francuska | MASK URINE PROFIL | 13366.08 | 20% | East Diagnostics d.o.o. | 105-5/24 | 08.10.2024 | 08.10.2025
Reagensi, izuzev za transfuziju | 404-1-110/24-44 | 285 | Reagensi za sisteme za elektroforezu Capillarys 2 Flex Piercing, Capillarys 3 Terra, Capillarys, Hydrasys 2, Hydrasys 2 scan (SEBIA) | 54 | HYDRAGEL 4 IF (DM) MAXI-KIT | RGN216566 | pakovanje | kit | Sebia, Francuska | HYDRAGEL 4 IF (DM) MAXI-KIT | 467875 | 20% | East Diagnostics d.o.o. | 105-5/24 | 08.10.2024 | 08.10.2025
Reagensi, izuzev za transfuziju | 404-1-110/24-44 | 285 | Reagensi za sisteme za elektroforezu Capillarys 2 Flex Piercing, Capillarys 3 Terra, Capillarys, Hydrasys 2, Hydrasys 2 scan (SEBIA) | 55 | HYDRAGEL 9 IF (DM) MAXI-KIT | RGN216567 | pakovanje | kit | Sebia, Francuska | HYDRAGEL 9 IF (DM) MAXI-KIT | 625000 | 20% | East Diagnostics d.o.o. | 105-5/24 | 08.10.2024 | 08.10.2025
Reagensi, izuzev za transfuziju | 404-1-110/24-44 | 285 | Reagensi za sisteme za elektroforezu Capillarys 2 Flex Piercing, Capillarys 3 Terra, Capillarys, Hydrasys 2, Hydrasys 2 scan (SEBIA) | 56 | MOLECULAR MASS CONTROL (5) | RGN216568 | pakovanje | 5x1 ml | Sebia, Francuska | MOLECULAR MASS CONTROL (5) | 23231.52 | 20% | East Diagnostics d.o.o. | 105-5/24 | 08.10.2024 | 08.10.2025
Reagensi, izuzev za transfuziju | 404-1-110/24-44 | 285 | Reagensi za sisteme za elektroforezu Capillarys 2 Flex Piercing, Capillarys 3 Terra, Capillarys, Hydrasys 2, Hydrasys 2 scan (SEBIA) | 57 | FILTER PAPIR THICK | RGN216569 | pakovanje | 10 | Sebia, Francuska | FILTER PAPIR THICK | 6683.04 | 20% | East Diagnostics d.o.o. | 105-5/24 | 08.10.2024 | 08.10.2025
Reagensi, izuzev za transfuziju | 404-1-110/24-44 | 285 | Reagensi za sisteme za elektroforezu Capillarys 2 Flex Piercing, Capillarys 3 Terra, Capillarys, Hydrasys 2, Hydrasys 2 scan (SEBIA) | 58 | FILTER PAPIR THIN | RGN216570 | pakovanje | 10 | Sebia, Francuska | FILTER PAPIR THIN | 4614.48 | 20% | East Diagnostics d.o.o. | 105-5/24 | 08.10.2024 | 08.10.2025
Reagensi, izuzev za transfuziju | 404-1-110/24-44 | 285 | Reagensi za sisteme za elektroforezu Capillarys 2 Flex Piercing, Capillarys 3 Terra, Capillarys, Hydrasys 2, Hydrasys 2 scan (SEBIA) | 59 | PATHOLOGICAL CDT CONTROL | RGN216571 | pakovanje | kit | Sebia, Francuska | PATHOLOGICAL CDT CONTROL | 5887.44 | 20% | East Diagnostics d.o.o. | 105-5/24 | 08.10.2024 | 08.10.2025
Reagensi, izuzev za transfuziju | 404-1-110/24-44 | 285 | Reagensi za sisteme za elektroforezu Capillarys 2 Flex Piercing, Capillarys 3 Terra, Capillarys, Hydrasys 2, Hydrasys 2 scan (SEBIA) | 60 | PATHOLOGICAL HbA2 CONTROL | RGN216572 | pakovanje | kit | Sebia, Francuska | PATHOLOGICAL HbA2 CONTROL | 22913.28 | 20% | East Diagnostics d.o.o. | 105-5/24 | 08.10.2024 | 08.10.2025
Reagensi, izuzev za transfuziju | 404-1-110/24-44 | 285 | Reagensi za sisteme za elektroforezu Capillarys 2 Flex Piercing, Capillarys 3 Terra, Capillarys, Hydrasys 2, Hydrasys 2 scan (SEBIA) | 61 | Reagens cups | RGN216573 | pakovanje | 24 x 14 | Sebia, Francuska | Reagens cups | 9873.6 | 20% | East Diagnostics d.o.o. | 105-5/24 | 08.10.2024 | 08.10.2025
Reagensi, izuzev za transfuziju | 404-1-110/24-44 | 285 | Reagensi za sisteme za elektroforezu Capillarys 2 Flex Piercing, Capillarys 3 Terra, Capillarys, Hydrasys 2, Hydrasys 2 scan (SEBIA) | 62 | SEGMENT 15 POS | RGN216574 | pakovanje | 1 | Sebia, Francuska | SEGMENT 15 POS | 4137.12 | 20% | East Diagnostics d.o.o. | 105-5/24 | 08.10.2024 | 08.10.2025
Reagensi, izuzev za transfuziju | 404-1-110/24-44 | 285 | Reagensi za sisteme za elektroforezu Capillarys 2 Flex Piercing, Capillarys 3 Terra, Capillarys, Hydrasys 2, Hydrasys 2 scan (SEBIA) | 63 | SEGMENT 18 POS | RGN216575 | pakovanje | 1 | Sebia, Francuska | SEGMENT 18 POS | 4137.12 | 20% | East Diagnostics d.o.o. | 105-5/24 | 08.10.2024 | 08.10.2025
Reagensi, izuzev za transfuziju | 404-1-110/24-44 | 285 | Reagensi za sisteme za elektroforezu Capillarys 2 Flex Piercing, Capillarys 3 Terra, Capillarys, Hydrasys 2, Hydrasys 2 scan (SEBIA) | 64 | TUBS AND CUPS FOR CONTROLS | RGN216576 | pakovanje | 1 | Sebia, Francuska | TUBS AND CUPS FOR CONTROLS | 5122 | 20% | East Diagnostics d.o.o. | 105-5/24 | 08.10.2024 | 08.10.2025
Reagensi, izuzev za transfuziju | 404-1-110/24-44 | 285 | Reagensi za sisteme za elektroforezu Capillarys 2 Flex Piercing, Capillarys 3 Terra, Capillarys, Hydrasys 2, Hydrasys 2 scan (SEBIA) | 65 | HYDRAGEL APPLICATORS 18 (10) | RGN216577 | pakovanje | 10 | Sebia, Francuska | HYDRAGEL APPLICATORS 18 (10) | 8592.48 | 20% | East Diagnostics d.o.o. | 105-5/24 | 08.10.2024 | 08.10.2025
Reagensi, izuzev za transfuziju | 404-1-110/24-44 | 285 | Reagensi za sisteme za elektroforezu Capillarys 2 Flex Piercing, Capillarys 3 Terra, Capillarys, Hydrasys 2, Hydrasys 2 scan (SEBIA) | 66 | HYDRAGEL APPLICATORS 15 (10) | RGN216578 | pakovanje | 10 | Sebia, Francuska | HYDRAGEL APPLICATORS 15 (10) | 8592.48 | 20% | East Diagnostics d.o.o. | 105-5/24 | 08.10.2024 | 08.10.2025
Reagensi, izuzev za transfuziju | 404-1-110/24-44 | 285 | Reagensi za sisteme za elektroforezu Capillarys 2 Flex Piercing, Capillarys 3 Terra, Capillarys, Hydrasys 2, Hydrasys 2 scan (SEBIA) | 67 | NORMAL CDT CONTROL (5) | RGN216579 | pakovanje | 5x1 ml | Sebia, Francuska | NORMAL CDT CONTROL (5) | 19730.88 | 20% | East Diagnostics d.o.o. | 105-5/24 | 08.10.2024 | 08.10.2025
Reagensi, izuzev za transfuziju | 404-1-110/24-44 | 285 | Reagensi za sisteme za elektroforezu Capillarys 2 Flex Piercing, Capillarys 3 Terra, Capillarys, Hydrasys 2, Hydrasys 2 scan (SEBIA) | 68 | ANTISERA AND FIXATIVE (GAM. K. L) (DM) | RGN216580 | kit | kit | Sebia, Francuska | ANTISERA AND FIXATIVE (GAM. K. L) (DM) | 44000 | 20% | East Diagnostics d.o.o. | 105-5/24 | 08.10.2024 | 08.10.2025
Reagensi, izuzev za transfuziju | 404-1-110/24-44 | 285 | Reagensi za sisteme za elektroforezu Capillarys 2 Flex Piercing, Capillarys 3 Terra, Capillarys, Hydrasys 2, Hydrasys 2 scan (SEBIA) | 69 | ANTISERA K & L FREE LIGHT CHAINS (DM) | RGN216581 | kit | kit | Sebia, Francuska | ANTISERA K & L FREE LIGHT CHAINS (DM) | 77000 | 20% | East Diagnostics d.o.o. | 105-5/24 | 08.10.2024 | 08.10.2025
Reagensi, izuzev za transfuziju | 404-1-110/24-44 | 285 | Reagensi za sisteme za elektroforezu Capillarys 2 Flex Piercing, Capillarys 3 Terra, Capillarys, Hydrasys 2, Hydrasys 2 scan (SEBIA) | 70 | HYDRAGEL 4 BENCE JONES (SM) | RGN216582 | pakovanje | 40 | Sebia, Francuska | HYDRAGEL 4 BENCE JONES (SM) | 56000 | 20% | East Diagnostics d.o.o. | 105-5/24 | 08.10.2024 | 08.10.2025
Reagensi, izuzev za transfuziju | 404-1-110/24-44 | 285 | Reagensi za sisteme za elektroforezu Capillarys 2 Flex Piercing, Capillarys 3 Terra, Capillarys, Hydrasys 2, Hydrasys 2 scan (SEBIA) | 71 | HYDRAGEL 3 CSF ISOFOCUSING | RGN216583 | pakovanje | 30 | Sebia, Francuska | HYDRAGEL 3 CSF ISOFOCUSING | 81000 | 20% | East Diagnostics d.o.o. | 105-5/24 | 08.10.2024 | 08.10.2025
Reagensi, izuzev za transfuziju | 404-1-110/24-44 | 285 | Reagensi za sisteme za elektroforezu Capillarys 2 Flex Piercing, Capillarys 3 Terra, Capillarys, Hydrasys 2, Hydrasys 2 scan (SEBIA) | 72 | CAPILLARYS 3 CAPICLEAN | RGN216584 | pakovanje | 25 ml | Sebia, Francuska | CAPILLARYS 3 CAPICLEAN | 9184 | 20% | East Diagnostics d.o.o. | 105-5/24 | 08.10.2024 | 08.10.2025
Reagensi, izuzev za transfuziju | 404-1-110/24-44 | 285 | Reagensi za sisteme za elektroforezu Capillarys 2 Flex Piercing, Capillarys 3 Terra, Capillarys, Hydrasys 2, Hydrasys 2 scan (SEBIA) | 73 | GREEN DILUTION SEGMENTS (90) | RGN216585 | pakovanje | 90 | Sebia, Francuska | GREEN DILUTION SEGMENTS (90) | 12717 | 20% | East Diagnostics d.o.o. | 105-5/24 | 08.10.2024 | 08.10.2025
Reagensi, izuzev za transfuziju | 404-1-110/24-44 | 285 | Reagensi za sisteme za elektroforezu Capillarys 2 Flex Piercing, Capillarys 3 Terra, Capillarys, Hydrasys 2, Hydrasys 2 scan (SEBIA) | 74 | ANTISERA AND FIXATIVE IF (DM) | RGN216586 | kit | kit | Sebia, Francuska | ANTISERA AND FIXATIVE IF (DM) | 44000 | 20% | East Diagnostics d.o.o. | 105-5/24 | 08.10.2024 | 08.10.2025
Reagensi, izuzev za transfuziju | 404-1-110/24-44 | 285 | Reagensi za sisteme za elektroforezu Capillarys 2 Flex Piercing, Capillarys 3 Terra, Capillarys, Hydrasys 2, Hydrasys 2 scan (SEBIA) | 75 | ANTISERA URINE PROFIL(E) (DM) | RGN216587 | pakovanje | 1 komad | Sebia, Francuska | ANTISERA URINE PROFIL(E) (DM) | 53366.4 | 20% | East Diagnostics d.o.o. | 105-5/24 | 08.10.2024 | 08.10.2025
Reagensi, izuzev za transfuziju | 404-1-110/24-44 | 285 | Reagensi za sisteme za elektroforezu Capillarys 2 Flex Piercing, Capillarys 3 Terra, Capillarys, Hydrasys 2, Hydrasys 2 scan (SEBIA) | 76 | Hydrashift 2/4 daratumumab (20 testova) | RGN216588 | pakovanje | 20 testova | Sebia, Francuska | Hydrashift 2/4 daratumumab (20 testova) | 37548 | 20% | East Diagnostics d.o.o. | 105-5/24 | 08.10.2024 | 08.10.2025
Reagensi, izuzev za transfuziju | 404-1-110/24-44 | 285 | Reagensi za sisteme za elektroforezu Capillarys 2 Flex Piercing, Capillarys 3 Terra, Capillarys, Hydrasys 2, Hydrasys 2 scan (SEBIA) | 77 | daratumumab CONTROL | RGN216589 | pakovanje | 1 komad | Sebia, Francuska | daratumumab CONTROL | 10458 | 20% | East Diagnostics d.o.o. | 105-5/24 | 08.10.2024 | 08.10.2025
Reagensi, izuzev za transfuziju | 404-1-110/24-44 | 285 | Reagensi za sisteme za elektroforezu Capillarys 2 Flex Piercing, Capillarys 3 Terra, Capillarys, Hydrasys 2, Hydrasys 2 scan (SEBIA) | 78 | HYDRASHIFT 2/4 ACCESSORIES | RGN216590 | pakovanje | 1 komad | Sebia, Francuska | HYDRASHIFT 2/4 ACCESSORIES | 44604 | 20% | East Diagnostics d.o.o. | 105-5/24 | 08.10.2024 | 08.10.2025
Reagensi, izuzev za transfuziju | 404-1-110/24-44 | 285 | Reagensi za sisteme za elektroforezu Capillarys 2 Flex Piercing, Capillarys 3 Terra, Capillarys, Hydrasys 2, Hydrasys 2 scan (SEBIA) | 79 | HYDRASYS DYNAMIC MASK | RGN216591 | pakovanje | 1 komad | Sebia, Francuska | HYDRASYS DYNAMIC MASK | 81926.4 | 20% | East Diagnostics d.o.o. | 105-5/24 | 08.10.2024 | 08.10.2025
Reagensi, izuzev za transfuziju | 404-1-110/24-44 | 285 | Reagensi za sisteme za elektroforezu Capillarys 2 Flex Piercing, Capillarys 3 Terra, Capillarys, Hydrasys 2, Hydrasys 2 scan (SEBIA) | 80 | SEGMENT HOLDER FOR DYNAMIC MASK | RGN216592 | pakovanje | 1 komad | Sebia, Francuska | SEGMENT HOLDER FOR DYNAMIC MASK | 7017.6 | 20% | East Diagnostics d.o.o. | 105-5/24 | 08.10.2024 | 08.10.2025
Reagensi, izuzev za transfuziju | 404-1-110/24-44 | 285 | Reagensi za sisteme za elektroforezu Capillarys 2 Flex Piercing, Capillarys 3 Terra, Capillarys, Hydrasys 2, Hydrasys 2 scan (SEBIA) | 81 | ACCESSORIES FOR CSF FOCUSING | RGN216593 | pakovanje | 1 komad | Sebia, Francuska | ACCESSORIES FOR CSF FOCUSING | 29049.6 | 20% | East Diagnostics d.o.o. | 105-5/24 | 08.10.2024 | 08.10.2025
Reagensi, izuzev za transfuziju | 404-1-110/24-44 | 285 | Reagensi za sisteme za elektroforezu Capillarys 2 Flex Piercing, Capillarys 3 Terra, Capillarys, Hydrasys 2, Hydrasys 2 scan (SEBIA) | 82 | ACCESSORIES FOR CSF (MS) | RGN216594 | pakovanje | 1 komad | Sebia, Francuska | ACCESSORIES FOR CSF (MS) | 35904 | 20% | East Diagnostics d.o.o. | 105-5/24 | 08.10.2024 | 08.10.2025
Reagensi, izuzev za transfuziju | 404-1-110/24-44 | 285 | Reagensi za sisteme za elektroforezu Capillarys 2 Flex Piercing, Capillarys 3 Terra, Capillarys, Hydrasys 2, Hydrasys 2 scan (SEBIA) | 83 | ACCESSORIES FOR 1 IF / 1 BJ (MS) | RGN216595 | pakovanje | 1 komad | Sebia, Francuska | ACCESSORIES FOR 1 IF / 1 BJ (MS) | 14524.8 | 20% | East Diagnostics d.o.o. | 105-5/24 | 08.10.2024 | 08.10.2025
Reagensi, izuzev za transfuziju | 404-1-110/24-44 | 285 | Reagensi za sisteme za elektroforezu Capillarys 2 Flex Piercing, Capillarys 3 Terra, Capillarys, Hydrasys 2, Hydrasys 2 scan (SEBIA) | 84 | CAPILLARYS WASH SOLUTION (2 VIALS) | RGN216596 | pakovanje | 2 bočice | Sebia, Francuska | CAPILLARYS WASH SOLUTION (2 VIALS) | 3753.6 | 20% | East Diagnostics d.o.o. | 105-5/24 | 08.10.2024 | 08.10.2025
Reagensi, izuzev za transfuziju | 404-1-110/24-44 | 285 | Reagensi za sisteme za elektroforezu Capillarys 2 Flex Piercing, Capillarys 3 Terra, Capillarys, Hydrasys 2, Hydrasys 2 scan (SEBIA) | 85 | HYDRAGEL 7 ISO-PAL (2 X 30 testova) | RGN216598 | pakovanje | 2x 30 testova | Sebia, Francuska | HYDRAGEL 7 ISO-PAL (2 X 30 testova) | 43248 | 20% | East Diagnostics d.o.o. | 105-5/24 | 08.10.2024 | 08.10.2025
Reagensi, izuzev za transfuziju | 404-1-110/24-44 | 285 | Reagensi za sisteme za elektroforezu Capillarys 2 Flex Piercing, Capillarys 3 Terra, Capillarys, Hydrasys 2, Hydrasys 2 scan (SEBIA) | 86 | HYDRAGEL 15 PROTEIN(E) (150 testova) | RGN216599 | pakovanje | 150 testova | Sebia, Francuska | HYDRAGEL 15 PROTEIN(E) (150 testova) | 31171.2 | 20% | East Diagnostics d.o.o. | 105-5/24 | 08.10.2024 | 08.10.2025
Reagensi, izuzev za transfuziju | 404-1-110/24-44 | 285 | Reagensi za sisteme za elektroforezu Capillarys 2 Flex Piercing, Capillarys 3 Terra, Capillarys, Hydrasys 2, Hydrasys 2 scan (SEBIA) | 87 | HYDRAGEL 15 ß1 - ß2 (150 testova) | RGN216600 | pakovanje | 150 testova | Sebia, Francuska | HYDRAGEL 15 ß1 - ß2 (150 testova) | 31171.2 | 20% | East Diagnostics d.o.o. | 105-5/24 | 08.10.2024 | 08.10.2025
Reagensi, izuzev za transfuziju | 404-1-110/24-44 | 285 | Reagensi za sisteme za elektroforezu Capillarys 2 Flex Piercing, Capillarys 3 Terra, Capillarys, Hydrasys 2, Hydrasys 2 scan (SEBIA) | 88 | APPLICATORS 7 HYDRAGEL (10) | RGN216601 | pakovanje | 10 kom | Sebia, Francuska | APPLICATORS 7 HYDRAGEL (10) | 8323.2 | 20% | East Diagnostics d.o.o. | 105-5/24 | 08.10.2024 | 08.10.2025
Reagensi, izuzev za transfuziju | 404-1-110/24-44 | 285 | Reagensi za sisteme za elektroforezu Capillarys 2 Flex Piercing, Capillarys 3 Terra, Capillarys, Hydrasys 2, Hydrasys 2 scan (SEBIA) | 89 | IF SAMPLE DILUENT (80 ML) | RGN216602 | pakovanje | 80 ml | Sebia, Francuska | IF SAMPLE DILUENT (80 ML) | 4569.6 | 20% | East Diagnostics d.o.o. | 105-5/24 | 08.10.2024 | 08.10.2025
Reagensi, izuzev za transfuziju | 404-1-110/24-44 | 285 | Reagensi za sisteme za elektroforezu Capillarys 2 Flex Piercing, Capillarys 3 Terra, Capillarys, Hydrasys 2, Hydrasys 2 scan (SEBIA) | 90 | HYDRASYS IF ACCESSORIES (SM) | RGN216603 | pakovanje | 1 komad | Sebia, Francuska | HYDRASYS IF ACCESSORIES (SM) | 47164.8 | 20% | East Diagnostics d.o.o. | 105-5/24 | 08.10.2024 | 08.10.2025
Reagensi, izuzev za transfuziju | 404-1-110/24-44 | 285 | Reagensi za sisteme za elektroforezu Capillarys 2 Flex Piercing, Capillarys 3 Terra, Capillarys, Hydrasys 2, Hydrasys 2 scan (SEBIA) | 91 | CSF ISOFOCUSING DYNAMIC MASK GUIDE | RGN216604 | pakovanje | 1 komad | Sebia, Francuska | CSF ISOFOCUSING DYNAMIC MASK GUIDE | 4440 | 20% | East Diagnostics d.o.o. | 105-5/24 | 08.10.2024 | 08.10.2025
Reagensi, izuzev za transfuziju | 404-1-110/24-44 | 286 | Laboratorijski testovi i reagensi za aparat Bench Mark GX, ULTRA | 1 | Actin, Muscle Specific | RGN216605 | pakovanje | 50 testova | Cell Marque Corporation | Actin, Muscle Specific (HHF35) Mouse Monoclonal PAb, 50 Tests | 27618.5 | 20% | Adoc d.o.o. | 105-1/24 | 08.10.2024 | 08.10.2025
Reagensi, izuzev za transfuziju | 404-1-110/24-44 | 286 | Laboratorijski testovi i reagensi za aparat Bench Mark GX, ULTRA | 2 | Actin, Smooth Muscle | RGN216606 | pakovanje | 50 testova | Cell Marque Corporation | NexES, Reagent, Cell MArque, SM Actin | 27618.5 | 20% | Adoc d.o.o. | 105-1/24 | 08.10.2024 | 08.10.2025
Reagensi, izuzev za transfuziju | 404-1-110/24-44 | 286 | Laboratorijski testovi i reagensi za aparat Bench Mark GX, ULTRA | 3 | Anti ALK | RGN216607 | pakovanje | 50 testova | Roche Diagnostics | anti-ALK (D5F3) Rabbit Monoclonal PAb, 50 Tests | 429492.6 | 20% | Adoc d.o.o. | 105-1/24 | 08.10.2024 | 08.10.2025
Reagensi, izuzev za transfuziju | 404-1-110/24-44 | 286 | Laboratorijski testovi i reagensi za aparat Bench Mark GX, ULTRA | 4 | Androgen Receptor | RGN216608 | pakovanje | 50 testova | Cell Marque Corporation | Anti-Androgen Receptor (SP107) Rabbit Monoclonal PAb, 50 Tests | 38363.7 | 20% | Adoc d.o.o. | 105-1/24 | 08.10.2024 | 08.10.2025
Reagensi, izuzev za transfuziju | 404-1-110/24-44 | 286 | Laboratorijski testovi i reagensi za aparat Bench Mark GX, ULTRA | 5 | BCL-2 | RGN216609 | pakovanje | 50 testova | Ventana Medical Systems | CONFIRM bcl-2 (124) Mab | 19180.8 | 20% | Adoc d.o.o. | 105-1/24 | 08.10.2024 | 08.10.2025
Reagensi, izuzev za transfuziju | 404-1-110/24-44 | 286 | Laboratorijski testovi i reagensi za aparat Bench Mark GX, ULTRA | 6 | BCL-6 | RGN216610 | pakovanje | 50 testova | Cell Marque Corporation | Cell Marque, bcl-6 | 27618.5 | 20% | Adoc d.o.o. | 105-1/24 | 08.10.2024 | 08.10.2025
Reagensi, izuzev za transfuziju | 404-1-110/24-44 | 286 | Laboratorijski testovi i reagensi za aparat Bench Mark GX, ULTRA | 7 | Beta-Catenin | RGN216611 | pakovanje | 50 testova | Cell Marque Corporation | Beta-Catenin (14) Mouse Monoclonal PAb, 50 Tests | 27618.5 | 20% | Adoc d.o.o. | 105-1/24 | 08.10.2024 | 08.10.2025
Reagensi, izuzev za transfuziju | 404-1-110/24-44 | 286 | Laboratorijski testovi i reagensi za aparat Bench Mark GX, ULTRA | 8 | BOB.1 | RGN216612 | pakovanje | 50 testova | Cell Marque Corporation | BOB.1 (SP92) Rabbit Monoclonal PAb, 50 Tests | 38363.7 | 20% | Adoc d.o.o. | 105-1/24 | 08.10.2024 | 08.10.2025
Reagensi, izuzev za transfuziju | 404-1-110/24-44 | 286 | Laboratorijski testovi i reagensi za aparat Bench Mark GX, ULTRA | 9 | CA-125 | RGN216613 | pakovanje | 50 testova | Cell Marque Corporation | CA-125 (OC125) Mouse Monoclonal PAb, 50 Tests | 27618.5 | 20% | Adoc d.o.o. | 105-1/24 | 08.10.2024 | 08.10.2025
Reagensi, izuzev za transfuziju | 404-1-110/24-44 | 286 | Laboratorijski testovi i reagensi za aparat Bench Mark GX, ULTRA | 10 | CA 19.9 | RGN216614 | pakovanje | 50 testova | Cell Marque Corporation | CA19-9 (121SLE) Mouse Monoclonal PAb, 50 Tests | 27618.5 | 20% | Adoc d.o.o. | 105-1/24 | 08.10.2024 | 08.10.2025
Reagensi, izuzev za transfuziju | 404-1-110/24-44 | 286 | Laboratorijski testovi i reagensi za aparat Bench Mark GX, ULTRA | 11 | Calcitonin | RGN216615 | pakovanje | 50 testova | Cell Marque Corporation | Calcitonin (SP17) PAb, Cell Marque | 38363.7 | 20% | Adoc d.o.o. | 105-1/24 | 08.10.2024 | 08.10.2025
Reagensi, izuzev za transfuziju | 404-1-110/24-44 | 286 | Laboratorijski testovi i reagensi za aparat Bench Mark GX, ULTRA | 12 | Calponin-1 | RGN216616 | pakovanje | 50 testova | Cell Marque Corporation | Calponin-1 (EP798Y) Rabbit Monoclonal PAb, 50 Tests | 38363.7 | 20% | Adoc d.o.o. | 105-1/24 | 08.10.2024 | 08.10.2025
Reagensi, izuzev za transfuziju | 404-1-110/24-44 | 286 | Laboratorijski testovi i reagensi za aparat Bench Mark GX, ULTRA | 13 | Caldesmon | RGN216617 | pakovanje | 50 testova | Cell Marque Corporation | Caldesmon (E89) Rabbit Monoclonal PAb, 50 Tests | 38363.7 | 20% | Adoc d.o.o. | 105-1/24 | 08.10.2024 | 08.10.2025
Reagensi, izuzev za transfuziju | 404-1-110/24-44 | 286 | Laboratorijski testovi i reagensi za aparat Bench Mark GX, ULTRA | 14 | Calretinin | RGN216618 | pakovanje | 50 testova | Ventana Medical Systems | Anti-Calretinin (SP65) Rabbit Monoclonal PAb, 50 Tests | 27618.5 | 20% | Adoc d.o.o. | 105-1/24 | 08.10.2024 | 08.10.2025
Reagensi, izuzev za transfuziju | 404-1-110/24-44 | 286 | Laboratorijski testovi i reagensi za aparat Bench Mark GX, ULTRA | 15 | CD10 | RGN216619 | pakovanje | 50 testova | Ventana Medical Systems | Anti-CD10 (SP67) Rabbit Monoclonal PAb, 50 Test | 19180.8 | 20% | Adoc d.o.o. | 105-1/24 | 08.10.2024 | 08.10.2025
Reagensi, izuzev za transfuziju | 404-1-110/24-44 | 286 | Laboratorijski testovi i reagensi za aparat Bench Mark GX, ULTRA | 16 | CD138/syndecan-1 | RGN216620 | pakovanje | 50 testova | Cell Marque Corporation | CD138/syndecan-1 (B-A38) Mouse Monoclonal PAb, 50 Tests | 19180.8 | 20% | Adoc d.o.o. | 105-1/24 | 08.10.2024 | 08.10.2025
Reagensi, izuzev za transfuziju | 404-1-110/24-44 | 286 | Laboratorijski testovi i reagensi za aparat Bench Mark GX, ULTRA | 17 | CD15 | RGN216621 | pakovanje | 50 testova | Ventana Medical Systems | CONFIRM anti-CD15(MMA) PAB,IVD | 19180.8 | 20% | Adoc d.o.o. | 105-1/24 | 08.10.2024 | 08.10.2025
Reagensi, izuzev za transfuziju | 404-1-110/24-44 | 286 | Laboratorijski testovi i reagensi za aparat Bench Mark GX, ULTRA | 18 | CD163 | RGN216622 | pakovanje | 50 testova | Cell Marque Corporation | Anti-CD163 (MRQ-26) Mouse Monoclonal Pab, 50 Tests | 38363.7 | 20% | Adoc d.o.o. | 105-1/24 | 08.10.2024 | 08.10.2025
Reagensi, izuzev za transfuziju | 404-1-110/24-44 | 286 | Laboratorijski testovi i reagensi za aparat Bench Mark GX, ULTRA | 19 | CD1a | RGN216623 | pakovanje | 50 testova | Cell Marque Corporation | CD1a (EP3622) Rabbit Monoclonal PAb, 50 Tests | 38363.7 | 20% | Adoc d.o.o. | 105-1/24 | 08.10.2024 | 08.10.2025
Reagensi, izuzev za transfuziju | 404-1-110/24-44 | 286 | Laboratorijski testovi i reagensi za aparat Bench Mark GX, ULTRA | 20 | CD20 | RGN216624 | pakovanje | 50 testova | Ventana Medical Systems | Anti-CD20 (L26) Mouse Monoclonal PAb, 50 Tests | 19180.8 | 20% | Adoc d.o.o. | 105-1/24 | 08.10.2024 | 08.10.2025
Reagensi, izuzev za transfuziju | 404-1-110/24-44 | 286 | Laboratorijski testovi i reagensi za aparat Bench Mark GX, ULTRA | 21 | CD23 | RGN216625 | pakovanje | 50 testova | Ventana Medical Systems | Anti-CD23 (SP23) Rabbit Monoclonal PAb, 50 Tests | 38363.7 | 20% | Adoc d.o.o. | 105-1/24 | 08.10.2024 | 08.10.2025
Reagensi, izuzev za transfuziju | 404-1-110/24-44 | 286 | Laboratorijski testovi i reagensi za aparat Bench Mark GX, ULTRA | 22 | CD25 | RGN216626 | pakovanje | 50 testova | Cell Marque Corporation | Anti-CD25 (4C9) PAb, 50 Tests | 38363.7 | 20% | Adoc d.o.o. | 105-1/24 | 08.10.2024 | 08.10.2025
Reagensi, izuzev za transfuziju | 404-1-110/24-44 | 286 | Laboratorijski testovi i reagensi za aparat Bench Mark GX, ULTRA | 23 | CD3 | RGN216627 | pakovanje | 50 testova | Ventana Medical Systems | Anti-CD3 (2GV6) Rabbit Monoclonal PAb, 50 Tests | 19180.8 | 20% | Adoc d.o.o. | 105-1/24 | 08.10.2024 | 08.10.2025
Reagensi, izuzev za transfuziju | 404-1-110/24-44 | 286 | Laboratorijski testovi i reagensi za aparat Bench Mark GX, ULTRA | 24 | CD30 | RGN216628 | pakovanje | 50 testova | Ventana Medical Systems | Anti-CD30 (Ber-H2) Mouse Monoclonal PAb, 50 Tests | 29509.8 | 20% | Adoc d.o.o. | 105-1/24 | 08.10.2024 | 08.10.2025
Reagensi, izuzev za transfuziju | 404-1-110/24-44 | 286 | Laboratorijski testovi i reagensi za aparat Bench Mark GX, ULTRA | 25 | CD31 | RGN216629 | pakovanje | 50 testova | Cell Marque Corporation | CD31 (JC70) Mouse Monoclonal PAb, 50 Tests | 38363.8 | 20% | Adoc d.o.o. | 105-1/24 | 08.10.2024 | 08.10.2025
Reagensi, izuzev za transfuziju | 404-1-110/24-44 | 286 | Laboratorijski testovi i reagensi za aparat Bench Mark GX, ULTRA | 26 | CD34 | RGN216630 | pakovanje | 50 testova | Ventana Medical Systems | Anti-CD34 (QBEnd/10) Mouse Monoclonal PAb, 50 Tests | 19180.8 | 20% | Adoc d.o.o. | 105-1/24 | 08.10.2024 | 08.10.2025
Reagensi, izuzev za transfuziju | 404-1-110/24-44 | 286 | Laboratorijski testovi i reagensi za aparat Bench Mark GX, ULTRA | 27 | CD4 | RGN216631 | pakovanje | 50 testova | Ventana Medical Systems | Anti-CD4 (SP35) Rabbit Monoclonal PAb, 50 Tests | 29995.8 | 20% | Adoc d.o.o. | 105-1/24 | 08.10.2024 | 08.10.2025
Reagensi, izuzev za transfuziju | 404-1-110/24-44 | 286 | Laboratorijski testovi i reagensi za aparat Bench Mark GX, ULTRA | 28 | CD45 | RGN216632 | pakovanje | 50 testova | Cell Marque Corporation | CD45 (LCA) (2B11 & PD7/26) Mouse Monoclonal PAB, 50 Tests | 27618.5 | 20% | Adoc d.o.o. | 105-1/24 | 08.10.2024 | 08.10.2025
Reagensi, izuzev za transfuziju | 404-1-110/24-44 | 286 | Laboratorijski testovi i reagensi za aparat Bench Mark GX, ULTRA | 29 | CD45 (LCA) | RGN216633 | pakovanje | 50 testova | Ventana Medical Systems | Anti-CD45, LCA (RP2/18) Mouse Monoclonal PAb, 50 Tests | 19180.8 | 20% | Adoc d.o.o. | 105-1/24 | 08.10.2024 | 08.10.2025
Reagensi, izuzev za transfuziju | 404-1-110/24-44 | 286 | Laboratorijski testovi i reagensi za aparat Bench Mark GX, ULTRA | 30 | CD45 Ra | RGN216634 | pakovanje | 50 testova | Cell Marque Corporation | CELL MARQUE, CD45R | 42488.6 | 20% | Adoc d.o.o. | 105-1/24 | 08.10.2024 | 08.10.2025
Reagensi, izuzev za transfuziju | 404-1-110/24-44 | 286 | Laboratorijski testovi i reagensi za aparat Bench Mark GX, ULTRA | 31 | CD56 | RGN233619 | pakovanje | 50 testova | Cell Marque Corporation | CD56 (MRQ-42) PAb, Cell Marque | 27618.5 | 20% | Adoc d.o.o. | 105-1/24 | 08.10.2024 | 08.10.2025
Reagensi, izuzev za transfuziju | 404-1-110/24-44 | 286 | Laboratorijski testovi i reagensi za aparat Bench Mark GX, ULTRA | 32 | CD57 | RGN216639 | pakovanje | 50 testova | Cell Marque Corporation | CD57 (NK-1) Mouse Monoclonal PAb, 50 Tests | 27618.5 | 20% | Adoc d.o.o. | 105-1/24 | 08.10.2024 | 08.10.2025
Reagensi, izuzev za transfuziju | 404-1-110/24-44 | 286 | Laboratorijski testovi i reagensi za aparat Bench Mark GX, ULTRA | 33 | CD68 | RGN233620 | pakovanje | 50 testova | Ventana Medical Systems | Anti-CD68 (KP-1) Mouse Monoclonal Pab, 50 Tests | 19180.8 | 20% | Adoc d.o.o. | 105-1/24 | 08.10.2024 | 08.10.2025
Reagensi, izuzev za transfuziju | 404-1-110/24-44 | 286 | Laboratorijski testovi i reagensi za aparat Bench Mark GX, ULTRA | 34 | CD79a | RGN216641 | pakovanje | 50 testova | Ventana Medical Systems | Anti-CD79a (SP18) Rabbit Monoclonal PAb, 50 Tests | 27618.5 | 20% | Adoc d.o.o. | 105-1/24 | 08.10.2024 | 08.10.2025
Reagensi, izuzev za transfuziju | 404-1-110/24-44 | 286 | Laboratorijski testovi i reagensi za aparat Bench Mark GX, ULTRA | 35 | CD8 | RGN216642 | pakovanje | 50 testova | Ventana Medical Systems | Anti-CD8 (SP57) Rabbit Monoclonal PAb, 50 Tests | 19180.8 | 20% | Adoc d.o.o. | 105-1/24 | 08.10.2024 | 08.10.2025
Reagensi, izuzev za transfuziju | 404-1-110/24-44 | 286 | Laboratorijski testovi i reagensi za aparat Bench Mark GX, ULTRA | 36 | CD99 | RGN216643 | pakovanje | 50 testova | Ventana Medical Systems | Anti-CD99 (O13) Mouse Monoclonal PAb, 50 Tests | 27618.5 | 20% | Adoc d.o.o. | 105-1/24 | 08.10.2024 | 08.10.2025
Reagensi, izuzev za transfuziju | 404-1-110/24-44 | 286 | Laboratorijski testovi i reagensi za aparat Bench Mark GX, ULTRA | 37 | CDX-2 | RGN233621 | pakovanje | 50 testova | Cell Marque Corporation | CDX-2 (EPR2764Y) Rabbit Monoclonal PAb, 50 Tests | 38363.7 | 20% | Adoc d.o.o. | 105-1/24 | 08.10.2024 | 08.10.2025
Reagensi, izuzev za transfuziju | 404-1-110/24-44 | 286 | Laboratorijski testovi i reagensi za aparat Bench Mark GX, ULTRA | 38 | Chromogranin A | RGN233622 | pakovanje | 50 testova | Ventana Medical Systems | Anti-Chromogranin A (LK2H10) PAb, 50 Tests | 19180.8 | 20% | Adoc d.o.o. | 105-1/24 | 08.10.2024 | 08.10.2025
Reagensi, izuzev za transfuziju | 404-1-110/24-44 | 286 | Laboratorijski testovi i reagensi za aparat Bench Mark GX, ULTRA | 39 | Cintec p16 | RGN216646 | pakovanje | 50 testova | Ventana Medical Systems | CINtec p16 Histology CE (a50) | 131013.7 | 20% | Adoc d.o.o. | 105-1/24 | 08.10.2024 | 08.10.2025
Reagensi, izuzev za transfuziju | 404-1-110/24-44 | 286 | Laboratorijski testovi i reagensi za aparat Bench Mark GX, ULTRA | 40 | Cintec P16 Histology kit | RGN233623 | pakovanje | 50 testova | Roche mtm laboratories AG | CINtec Histology Kit (9511) a50 | 158484.3 | 20% | Adoc d.o.o. | 105-1/24 | 08.10.2024 | 08.10.2025
Reagensi, izuzev za transfuziju | 404-1-110/24-44 | 286 | Laboratorijski testovi i reagensi za aparat Bench Mark GX, ULTRA | 41 | Cytokeratin | RGN233624 | pakovanje | 50 testova | Cell Marque Corporation | Cytokeratin (35betaH11) Mouse Monoclonal PAb, 50 Tests | 27618.5 | 20% | Adoc d.o.o. | 105-1/24 | 08.10.2024 | 08.10.2025
Reagensi, izuzev za transfuziju | 404-1-110/24-44 | 286 | Laboratorijski testovi i reagensi za aparat Bench Mark GX, ULTRA | 42 | cytokeratin | RGN233625 | pakovanje | 50 testova | Ventana Medical Systems | anti-Cytokeratin (CAM 5.2) Mouse Monoclonal PAb, 50 Tests | 38363.7 | 20% | Adoc d.o.o. | 105-1/24 | 08.10.2024 | 08.10.2025
Reagensi, izuzev za transfuziju | 404-1-110/24-44 | 286 | Laboratorijski testovi i reagensi za aparat Bench Mark GX, ULTRA | 43 | Cytokeratin | RGN216650 | pakovanje | 250 testova | Ventana Medical Systems | Anti-Pan Keratin (AE1/AE3/PCK26) Primary Antibody | 82626.7 | 20% | Adoc d.o.o. | 105-1/24 | 08.10.2024 | 08.10.2025
Reagensi, izuzev za transfuziju | 404-1-110/24-44 | 286 | Laboratorijski testovi i reagensi za aparat Bench Mark GX, ULTRA | 44 | Cytokeratin 5/6 | RGN216651 | pakovanje | 50 testova | Ventana Medical Systems | Anti-Cytokeratin 5/6 (D5/16B4) Mouse Monoclonal PAb, 50 Tests | 19180.8 | 20% | Adoc d.o.o. | 105-1/24 | 08.10.2024 | 08.10.2025
Reagensi, izuzev za transfuziju | 404-1-110/24-44 | 286 | Laboratorijski testovi i reagensi za aparat Bench Mark GX, ULTRA | 45 | Cytokeratin 7 | RGN216652 | pakovanje | 50 testova | Ventana Medical Systems | Anti-Cytokeratin 7 (SP52) Rabbit Monoclonal PAb, 50 Tests | 27618.5 | 20% | Adoc d.o.o. | 105-1/24 | 08.10.2024 | 08.10.2025
Reagensi, izuzev za transfuziju | 404-1-110/24-44 | 286 | Laboratorijski testovi i reagensi za aparat Bench Mark GX, ULTRA | 46 | Cytokeratin 8 & 18 | RGN233626 | pakovanje | 50 testova | Cell Marque Corporation | Cytokeratin 8&18 (B22.1&B23.1) Mouse Monoclonal PAb, 50 Tests | 27618.5 | 20% | Adoc d.o.o. | 105-1/24 | 08.10.2024 | 08.10.2025
Reagensi, izuzev za transfuziju | 404-1-110/24-44 | 286 | Laboratorijski testovi i reagensi za aparat Bench Mark GX, ULTRA | 47 | Cytokeratin 10 | RGN233627 | pakovanje | 50 testova | Ventana Medical Systems | Cytokeratin 10 (SP99) Rabbit Monoclonal PAb, 50 Test | 59019.5 | 20% | Adoc d.o.o. | 105-1/24 | 08.10.2024 | 08.10.2025
Reagensi, izuzev za transfuziju | 404-1-110/24-44 | 286 | Laboratorijski testovi i reagensi za aparat Bench Mark GX, ULTRA | 48 | Cytokeratin 14 | RGN233628 | pakovanje | 50 testova | Cell Marque Corporation | anti-Cytokeratin 14 (SP53) Rabbit Monoclonal PAb, 50 Tests | 19180.8 | 20% | Adoc d.o.o. | 105-1/24 | 08.10.2024 | 08.10.2025
Reagensi, izuzev za transfuziju | 404-1-110/24-44 | 286 | Laboratorijski testovi i reagensi za aparat Bench Mark GX, ULTRA | 49 | Cytokeratin 17 | RGN233629 | pakovanje | 50 testova | Ventana Medical Systems | Anti-Cytokeratin 17 (SP95) Rabbit Monoclonal PAb, 50 Tests | 27618.5 | 20% | Adoc d.o.o. | 105-1/24 | 08.10.2024 | 08.10.2025
Reagensi, izuzev za transfuziju | 404-1-110/24-44 | 286 | Laboratorijski testovi i reagensi za aparat Bench Mark GX, ULTRA | 50 | Cytokeratin 19 | RGN233630 | pakovanje | 50 testova | Cell Marque Corporation | Cell Marque, Cytokeratin 19 | 27618.5 | 20% | Adoc d.o.o. | 105-1/24 | 08.10.2024 | 08.10.2025
Reagensi, izuzev za transfuziju | 404-1-110/24-44 | 286 | Laboratorijski testovi i reagensi za aparat Bench Mark GX, ULTRA | 51 | Cytokeratin 20 | RGN233631 | pakovanje | 50 testova | Ventana Medical Systems | CONFIRM Cytokeratin 20 Rabbit Mono | 25397.6 | 20% | Adoc d.o.o. | 105-1/24 | 08.10.2024 | 08.10.2025
Reagensi, izuzev za transfuziju | 404-1-110/24-44 | 286 | Laboratorijski testovi i reagensi za aparat Bench Mark GX, ULTRA | 52 | Podoplanin (D2-40) | RGN233632 | pakovanje | 50 testova | Cell Marque Corporation | Podoplanin (D2-40) PAb, Cell Marque | 38363.7 | 20% | Adoc d.o.o. | 105-1/24 | 08.10.2024 | 08.10.2025
Reagensi, izuzev za transfuziju | 404-1-110/24-44 | 286 | Laboratorijski testovi i reagensi za aparat Bench Mark GX, ULTRA | 53 | Desmin | RGN233633 | pakovanje | 50 testova | Ventana Medical Systems | Anti-Desmin (DE-R-11) Rabbit Polyclonal PAb, 50 Tests | 19180.8 | 20% | Adoc d.o.o. | 105-1/24 | 08.10.2024 | 08.10.2025
Reagensi, izuzev za transfuziju | 404-1-110/24-44 | 286 | Laboratorijski testovi i reagensi za aparat Bench Mark GX, ULTRA | 54 | DOG1 | RGN233634 | pakovanje | 50 testova | Cell Marque Corporation | DOG1 (SP31) Rabbit Monoclonal PAb, 50 Tests | 38363.7 | 20% | Adoc d.o.o. | 105-1/24 | 08.10.2024 | 08.10.2025
Reagensi, izuzev za transfuziju | 404-1-110/24-44 | 286 | Laboratorijski testovi i reagensi za aparat Bench Mark GX, ULTRA | 55 | E-Cadherin | RGN216662 | pakovanje | 50 testova | Cell Marque Corporation | E-Cadherin (EP700Y) Rabbit Monoclonal PAb, 50 Tests | 42488.6 | 20% | Adoc d.o.o. | 105-1/24 | 08.10.2024 | 08.10.2025
Reagensi, izuzev za transfuziju | 404-1-110/24-44 | 286 | Laboratorijski testovi i reagensi za aparat Bench Mark GX, ULTRA | 56 | EMA | RGN233635 | pakovanje | 50 testova | Ventana Medical Systems | Anti-EMA (E29) Mouse Monoclonal Pab, 50 tests | 19180.8 | 20% | Adoc d.o.o. | 105-1/24 | 08.10.2024 | 08.10.2025
Reagensi, izuzev za transfuziju | 404-1-110/24-44 | 286 | Laboratorijski testovi i reagensi za aparat Bench Mark GX, ULTRA | 57 | Estrogen Receptor | RGN216664 | pakovanje | 250 testova | Ventana Medical Systems | Confirm Anti-Estrogen Receptor (SP1), a250 | 176469.1 | 20% | Adoc d.o.o. | 105-1/24 | 08.10.2024 | 08.10.2025
Reagensi, izuzev za transfuziju | 404-1-110/24-44 | 286 | Laboratorijski testovi i reagensi za aparat Bench Mark GX, ULTRA | 58 | Fascin | RGN233636 | pakovanje | 50 testova | Cell Marque Corporation | Fascin (55k-2) Mouse Monoclonal PAb, 50 Tests | 27618.5 | 20% | Adoc d.o.o. | 105-1/24 | 08.10.2024 | 08.10.2025
Reagensi, izuzev za transfuziju | 404-1-110/24-44 | 286 | Laboratorijski testovi i reagensi za aparat Bench Mark GX, ULTRA | 59 | GATA-3 | RGN216666 | pakovanje | 50 testova | Cell Marque Corporation | GATA3 (L50-823) Mouse Monoclonal PAb, 50tests | 38363.7 | 20% | Adoc d.o.o. | 105-1/24 | 08.10.2024 | 08.10.2025
Reagensi, izuzev za transfuziju | 404-1-110/24-44 | 286 | Laboratorijski testovi i reagensi za aparat Bench Mark GX, ULTRA | 60 | GCDFP-15 | RGN216667 | pakovanje | 50 testova | Cell Marque Corporation | GCDFP-15 (EP1582Y) Rabbit Monoclonal PAb, 50 Test | 38363.7 | 20% | Adoc d.o.o. | 105-1/24 | 08.10.2024 | 08.10.2025
Reagensi, izuzev za transfuziju | 404-1-110/24-44 | 286 | Laboratorijski testovi i reagensi za aparat Bench Mark GX, ULTRA | 61 | GLUT1 | RGN216668 | pakovanje | 50 testova | Cell Marque Corporation | GLUT-1 (polyclonal) PAb, Cell Marque | 38363.7 | 20% | Adoc d.o.o. | 105-1/24 | 08.10.2024 | 08.10.2025
Reagensi, izuzev za transfuziju | 404-1-110/24-44 | 286 | Laboratorijski testovi i reagensi za aparat Bench Mark GX, ULTRA | 62 | GLYPICAN-3 | RGN216669 | pakovanje | 50 testova | Cell Marque Corporation | Glypican-3 (1G12) PAb, 50 Tests | 46034.4 | 20% | Adoc d.o.o. | 105-1/24 | 08.10.2024 | 08.10.2025
Reagensi, izuzev za transfuziju | 404-1-110/24-44 | 286 | Laboratorijski testovi i reagensi za aparat Bench Mark GX, ULTRA | 63 | HER2-2/NEU | RGN216670 | pakovanje | 50 testova | Roche Diagnostics | Ventana anti-Her2/Neu (4B5) Rabbit Mono | 137838.3 | 20% | Adoc d.o.o. | 105-1/24 | 08.10.2024 | 08.10.2025
Reagensi, izuzev za transfuziju | 404-1-110/24-44 | 286 | Laboratorijski testovi i reagensi za aparat Bench Mark GX, ULTRA | 65 | Ig-A | RGN216672 | pakovanje | 50 testova | Cell Marque Corporation | CELL MARQUE, IGA | 27618.5 | 20% | Adoc d.o.o. | 105-1/24 | 08.10.2024 | 08.10.2025
Reagensi, izuzev za transfuziju | 404-1-110/24-44 | 286 | Laboratorijski testovi i reagensi za aparat Bench Mark GX, ULTRA | 66 | Ig-G | RGN216673 | pakovanje | 50 testova | Cell Marque Corporation | CELL MARQUE, IGG | 27618.5 | 20% | Adoc d.o.o. | 105-1/24 | 08.10.2024 | 08.10.2025
Reagensi, izuzev za transfuziju | 404-1-110/24-44 | 286 | Laboratorijski testovi i reagensi za aparat Bench Mark GX, ULTRA | 67 | Ig-M | RGN216674 | pakovanje | 50 testova | Cell Marque Corporation | CELL MARQUE, IGM | 27618.5 | 20% | Adoc d.o.o. | 105-1/24 | 08.10.2024 | 08.10.2025
Reagensi, izuzev za transfuziju | 404-1-110/24-44 | 286 | Laboratorijski testovi i reagensi za aparat Bench Mark GX, ULTRA | 68 | Kappa | RGN216675 | pakovanje | 50 testova | Ventana Medical Systems | Anti-Kappa Rabbit Polyclonal PAb, 50 Tests | 19180.8 | 20% | Adoc d.o.o. | 105-1/24 | 08.10.2024 | 08.10.2025
Reagensi, izuzev za transfuziju | 404-1-110/24-44 | 286 | Laboratorijski testovi i reagensi za aparat Bench Mark GX, ULTRA | 69 | Ki-67 | RGN216676 | pakovanje | 50 testova | Ventana Medical Systems | Anti-Ki-67 (30-9) Rabbit Monoclonal PAb, 50 Tests | 27618.5 | 20% | Adoc d.o.o. | 105-1/24 | 08.10.2024 | 08.10.2025
Reagensi, izuzev za transfuziju | 404-1-110/24-44 | 286 | Laboratorijski testovi i reagensi za aparat Bench Mark GX, ULTRA | 70 | Lambda | RGN216677 | pakovanje | 50 testova | Ventana Medical Systems | Anti-Lambda Rabbit Polyclonal PAb, 50 Tests | 19180.8 | 20% | Adoc d.o.o. | 105-1/24 | 08.10.2024 | 08.10.2025
Reagensi, izuzev za transfuziju | 404-1-110/24-44 | 286 | Laboratorijski testovi i reagensi za aparat Bench Mark GX, ULTRA | 71 | Mammaglobin | RGN216678 | pakovanje | 50 testova | Cell Marque Corporation | Mammaglobin (31A5) Rabbit Monoclonal PAb, 50 Tests | 27618.5 | 20% | Adoc d.o.o. | 105-1/24 | 08.10.2024 | 08.10.2025
Reagensi, izuzev za transfuziju | 404-1-110/24-44 | 286 | Laboratorijski testovi i reagensi za aparat Bench Mark GX, ULTRA | 72 | MART-1 | RGN216679 | pakovanje | 50 testova | Ventana Medical Systems | Anti-MART-1/melan A (A103) Mouse Monoclonal PAb, 50 Tests | 19180.8 | 20% | Adoc d.o.o. | 105-1/24 | 08.10.2024 | 08.10.2025
Reagensi, izuzev za transfuziju | 404-1-110/24-44 | 286 | Laboratorijski testovi i reagensi za aparat Bench Mark GX, ULTRA | 73 | Melanosome | RGN216680 | pakovanje | 50 testova | Ventana Medical Systems | Anti-Melanosome (HMB45) Mouse Monoclonal PAb, 50 Tests | 29509.8 | 20% | Adoc d.o.o. | 105-1/24 | 08.10.2024 | 08.10.2025
Reagensi, izuzev za transfuziju | 404-1-110/24-44 | 286 | Laboratorijski testovi i reagensi za aparat Bench Mark GX, ULTRA | 74 | Mesothelial Cell | RGN216681 | pakovanje | 50 testova | Cell Marque Corporation | Mesothelial Cell (HBME-1) Mouse Monoclonal PAb, 50 Tests | 46034.4 | 20% | Adoc d.o.o. | 105-1/24 | 08.10.2024 | 08.10.2025
Reagensi, izuzev za transfuziju | 404-1-110/24-44 | 286 | Laboratorijski testovi i reagensi za aparat Bench Mark GX, ULTRA | 75 | MITF | RGN216682 | pakovanje | 50 testova | Ventana Medical Systems | Confirm anti-MITF (C5/D5) Mouse Monoclonal Primary Antibody | 31386.2 | 20% | Adoc d.o.o. | 105-1/24 | 08.10.2024 | 08.10.2025
Reagensi, izuzev za transfuziju | 404-1-110/24-44 | 286 | Laboratorijski testovi i reagensi za aparat Bench Mark GX, ULTRA | 76 | MUC-1 | RGN216683 | pakovanje | 50 testova | Ventana Medical Systems | MUC1 (H23) PAB | 38363.7 | 20% | Adoc d.o.o. | 105-1/24 | 08.10.2024 | 08.10.2025
Reagensi, izuzev za transfuziju | 404-1-110/24-44 | 286 | Laboratorijski testovi i reagensi za aparat Bench Mark GX, ULTRA | 77 | MUC2 | RGN216684 | pakovanje | 50 testova | Cell Marque Corporation | MUC2 (MRQ-18) Mouse Monoclonal PAb, 50 Tests | 38363.7 | 20% | Adoc d.o.o. | 105-1/24 | 08.10.2024 | 08.10.2025
Reagensi, izuzev za transfuziju | 404-1-110/24-44 | 286 | Laboratorijski testovi i reagensi za aparat Bench Mark GX, ULTRA | 78 | MUC5 | RGN216685 | pakovanje | 50 testova | Cell Marque Corporation | MUC5AC (MRQ-19) Mouse Monoclonal PAb, 50 Tests | 38363.7 | 20% | Adoc d.o.o. | 105-1/24 | 08.10.2024 | 08.10.2025
Reagensi, izuzev za transfuziju | 404-1-110/24-44 | 286 | Laboratorijski testovi i reagensi za aparat Bench Mark GX, ULTRA | 79 | Myeloperoxidase | RGN216686 | pakovanje | 50 testova | Cell Marque Corporation | Myeloperoxidase Rabbit Polyclonal PAb, 50 Tests | 27618.5 | 20% | Adoc d.o.o. | 105-1/24 | 08.10.2024 | 08.10.2025
Reagensi, izuzev za transfuziju | 404-1-110/24-44 | 286 | Laboratorijski testovi i reagensi za aparat Bench Mark GX, ULTRA | 80 | Napsin A | RGN216687 | pakovanje | 50 testova | Cell Marque Corporation | Napsin A (MRQ-60) Mouse Monoclonal PAb, 50 Tests | 42488.6 | 20% | Adoc d.o.o. | 105-1/24 | 08.10.2024 | 08.10.2025
Reagensi, izuzev za transfuziju | 404-1-110/24-44 | 286 | Laboratorijski testovi i reagensi za aparat Bench Mark GX, ULTRA | 81 | p40 | RGN216688 | pakovanje | 50 testova | Ventana Medical Systems | Anti-p40 (BC28) Mouse Monoclonal PAb, 50 Tests | 38363.7 | 20% | Adoc d.o.o. | 105-1/24 | 08.10.2024 | 08.10.2025
Reagensi, izuzev za transfuziju | 404-1-110/24-44 | 286 | Laboratorijski testovi i reagensi za aparat Bench Mark GX, ULTRA | 82 | p53 | RGN216689 | pakovanje | 50 testova | Ventana Medical Systems | Anti-p53 (DO-7) Mouse Monoclonal PAb, 50 Tests | 27618.5 | 20% | Adoc d.o.o. | 105-1/24 | 08.10.2024 | 08.10.2025
Reagensi, izuzev za transfuziju | 404-1-110/24-44 | 286 | Laboratorijski testovi i reagensi za aparat Bench Mark GX, ULTRA | 83 | P63 | RGN216690 | pakovanje | 50 testova | Ventana Medical Systems | Anti-p63 (4A4), Mouse Monoclonal PAb, 50 Tests | 27618.5 | 20% | Adoc d.o.o. | 105-1/24 | 08.10.2024 | 08.10.2025
Reagensi, izuzev za transfuziju | 404-1-110/24-44 | 286 | Laboratorijski testovi i reagensi za aparat Bench Mark GX, ULTRA | 84 | PAX-5 | RGN216691 | pakovanje | 50 testova | Ventana Medical Systems | Anti-PAX5 (SP34) Rabbit Monoclonal Pab, 50 Tests | 23781.1 | 20% | Adoc d.o.o. | 105-1/24 | 08.10.2024 | 08.10.2025
Reagensi, izuzev za transfuziju | 404-1-110/24-44 | 286 | Laboratorijski testovi i reagensi za aparat Bench Mark GX, ULTRA | 85 | PAX-8 | RGN216692 | pakovanje | 50 testova | Cell Marque Corporation | PAX8 (MRQ-50) Mouse Monoclonal PAb, 50 Tests | 28749 | 20% | Adoc d.o.o. | 105-1/24 | 08.10.2024 | 08.10.2025
Reagensi, izuzev za transfuziju | 404-1-110/24-44 | 286 | Laboratorijski testovi i reagensi za aparat Bench Mark GX, ULTRA | 86 | Progesteron Receptor | RGN216693 | pakovanje | 250 testova | Ventana Medical Systems | Confirm Anti-Progesterone Receptor (1E2), a250 | 176469.1 | 20% | Adoc d.o.o. | 105-1/24 | 08.10.2024 | 08.10.2025
Reagensi, izuzev za transfuziju | 404-1-110/24-44 | 286 | Laboratorijski testovi i reagensi za aparat Bench Mark GX, ULTRA | 87 | Prostate Specific Antigen | RGN216694 | pakovanje | 50 testova | Ventana Medical Systems | CONFIRM ANTI-PSA(polyclonal) Primary An | 19180.8 | 20% | Adoc d.o.o. | 105-1/24 | 08.10.2024 | 08.10.2025
Reagensi, izuzev za transfuziju | 404-1-110/24-44 | 286 | Laboratorijski testovi i reagensi za aparat Bench Mark GX, ULTRA | 88 | Renal Cell Carcinoma | RGN216695 | pakovanje | 50 testova | Cell Marque Corporation | Renal Cell Carcinoma (PN-15) Mouse Monoclonal PAb, 50 Tests | 27618.7 | 20% | Adoc d.o.o. | 105-1/24 | 08.10.2024 | 08.10.2025
Reagensi, izuzev za transfuziju | 404-1-110/24-44 | 286 | Laboratorijski testovi i reagensi za aparat Bench Mark GX, ULTRA | 89 | S100 | RGN216696 | pakovanje | 50 testova | Ventana Medical Systems | Anti-S100 Rabbit Polyclonal PAb, 50 Tests | 19180.8 | 20% | Adoc d.o.o. | 105-1/24 | 08.10.2024 | 08.10.2025
Reagensi, izuzev za transfuziju | 404-1-110/24-44 | 286 | Laboratorijski testovi i reagensi za aparat Bench Mark GX, ULTRA | 90 | SOX-11 | RGN216697 | pakovanje | 50 testova | Cell Marque Corporation | SOX-11 (MRQ-58) Mouse Monoclonal PAb, 50tests | 42488.6 | 20% | Adoc d.o.o. | 105-1/24 | 08.10.2024 | 08.10.2025
Reagensi, izuzev za transfuziju | 404-1-110/24-44 | 286 | Laboratorijski testovi i reagensi za aparat Bench Mark GX, ULTRA | 91 | Synaptophysin | RGN216698 | pakovanje | 50 testova | Ventana Medical Systems | Confirm anti-Synaptophysin (SP11) Rabbit | 27618.5 | 20% | Adoc d.o.o. | 105-1/24 | 08.10.2024 | 08.10.2025
Reagensi, izuzev za transfuziju | 404-1-110/24-44 | 286 | Laboratorijski testovi i reagensi za aparat Bench Mark GX, ULTRA | 92 | Thyroid Transcription Factor-1 | RGN216699 | pakovanje | 50 testova | Ventana Medical Systems | TTF-1 (SP141) PAB | 42488.6 | 20% | Adoc d.o.o. | 105-1/24 | 08.10.2024 | 08.10.2025
Reagensi, izuzev za transfuziju | 404-1-110/24-44 | 286 | Laboratorijski testovi i reagensi za aparat Bench Mark GX, ULTRA | 93 | Villin | RGN216700 | pakovanje | 50 testova | Cell Marque Corporation | Villin (CWWB1) Mouse Monoclonal PAb, 50 Tests | 27618.5 | 20% | Adoc d.o.o. | 105-1/24 | 08.10.2024 | 08.10.2025
Reagensi, izuzev za transfuziju | 404-1-110/24-44 | 286 | Laboratorijski testovi i reagensi za aparat Bench Mark GX, ULTRA | 94 | Vimentin | RGN216701 | pakovanje | 50 testova | Ventana Medical Systems | CONFIRM Anti-Vimentin (V9) Primary Antibody | 19180.8 | 20% | Adoc d.o.o. | 105-1/24 | 08.10.2024 | 08.10.2025
Reagensi, izuzev za transfuziju | 404-1-110/24-44 | 286 | Laboratorijski testovi i reagensi za aparat Bench Mark GX, ULTRA | 95 | Cytokeratin (HMW) | RGN216702 | pakovanje | 50 testova | Ventana Medical Systems | Anti-Keratin (34ßE12) Mouse Monoclonal PAb, 50 Tests | 19180.8 | 20% | Adoc d.o.o. | 105-1/24 | 08.10.2024 | 08.10.2025
Reagensi, izuzev za transfuziju | 404-1-110/24-44 | 286 | Laboratorijski testovi i reagensi za aparat Bench Mark GX, ULTRA | 96 | Cyclin D1 | RGN216703 | pakovanje | 50 testova | Ventana Medical Systems | Anti-Cyclin D1 (SP4-R) Rabbit Monoclonal PAb, 50 Tests | 19180.8 | 20% | Adoc d.o.o. | 105-1/24 | 08.10.2024 | 08.10.2025
Reagensi, izuzev za transfuziju | 404-1-110/24-44 | 286 | Laboratorijski testovi i reagensi za aparat Bench Mark GX, ULTRA | 97 | Ultra View Detection | RGN216704 | pakovanje | 250 testova | Ventana Medical Systems | UltraView Universal DAB Detection Kit | 105656.2 | 20% | Adoc d.o.o. | 105-1/24 | 08.10.2024 | 08.10.2025
Reagensi, izuzev za transfuziju | 404-1-110/24-44 | 286 | Laboratorijski testovi i reagensi za aparat Bench Mark GX, ULTRA | 98 | EZ Prep | RGN216705 | pakovanje | 690 testova | Ventana Medical Systems | EZ Prep Solution (10x), 2l | 33820.9 | 20% | Adoc d.o.o. | 105-1/24 | 08.10.2024 | 08.10.2025
Reagensi, izuzev za transfuziju | 404-1-110/24-44 | 286 | Laboratorijski testovi i reagensi za aparat Bench Mark GX, ULTRA | 99 | LCS | RGN216706 | pakovanje | 91 test | Ventana Medical Systems | LCS | 6040.3 | 20% | Adoc d.o.o. | 105-1/24 | 08.10.2024 | 08.10.2025
Reagensi, izuzev za transfuziju | 404-1-110/24-44 | 286 | Laboratorijski testovi i reagensi za aparat Bench Mark GX, ULTRA | 100 | 10x SSC | RGN216707 | pakovanje | 5000 testova | Ventana Medical Systems | SSC Solution (10x), 2l | 9661.6 | 20% | Adoc d.o.o. | 105-1/24 | 08.10.2024 | 08.10.2025
Reagensi, izuzev za transfuziju | 404-1-110/24-44 | 286 | Laboratorijski testovi i reagensi za aparat Bench Mark GX, ULTRA | 101 | Reaction Buffer | RGN216708 | pakovanje | 222 testa | Ventana Medical Systems | Reaction Buffer Concetrate (10x) | 7242.3 | 20% | Adoc d.o.o. | 105-1/24 | 08.10.2024 | 08.10.2025
Reagensi, izuzev za transfuziju | 404-1-110/24-44 | 286 | Laboratorijski testovi i reagensi za aparat Bench Mark GX, ULTRA | 102 | CC1 | RGN216709 | pakovanje | 500 testova | Ventana Medical Systems | Cell Conditioning Solution, CC1, 2l | 33820.9 | 20% | Adoc d.o.o. | 105-1/24 | 08.10.2024 | 08.10.2025
Reagensi, izuzev za transfuziju | 404-1-110/24-44 | 286 | Laboratorijski testovi i reagensi za aparat Bench Mark GX, ULTRA | 103 | CC2 | RGN216710 | pakovanje | 500 testova | Ventana Medical Systems | Cell Conditioning Solution, CC2, 1l | 41076.9 | 20% | Adoc d.o.o. | 105-1/24 | 08.10.2024 | 08.10.2025
Reagensi, izuzev za transfuziju | 404-1-110/24-44 | 286 | Laboratorijski testovi i reagensi za aparat Bench Mark GX, ULTRA | 104 | Protease (1) | RGN216711 | pakovanje | 250 testova | Ventana Medical Systems | Protease 1 | 16532.1 | 20% | Adoc d.o.o. | 105-1/24 | 08.10.2024 | 08.10.2025
Reagensi, izuzev za transfuziju | 404-1-110/24-44 | 286 | Laboratorijski testovi i reagensi za aparat Bench Mark GX, ULTRA | 105 | Hematoxylin II | RGN216712 | pakovanje | 250 testova | Ventana Medical Systems | Hematoxylin II | 12079.3 | 20% | Adoc d.o.o. | 105-1/24 | 08.10.2024 | 08.10.2025
Reagensi, izuzev za transfuziju | 404-1-110/24-44 | 286 | Laboratorijski testovi i reagensi za aparat Bench Mark GX, ULTRA | 106 | Bluing | RGN216713 | pakovanje | 250 testova | Ventana Medical Systems | Bluing Reagent | 12079.3 | 20% | Adoc d.o.o. | 105-1/24 | 08.10.2024 | 08.10.2025
Reagensi, izuzev za transfuziju | 404-1-110/24-44 | 286 | Laboratorijski testovi i reagensi za aparat Bench Mark GX, ULTRA | 107 | Prep Kit Dispenser | RGN216714 | pakovanje | 100 testova | Ventana Medical Systems | ASSY Prep Kit, BM,BM XT, BM LT | 6040.3 | 20% | Adoc d.o.o. | 105-1/24 | 08.10.2024 | 08.10.2025
Reagensi, izuzev za transfuziju | 404-1-110/24-44 | 286 | Laboratorijski testovi i reagensi za aparat Bench Mark GX, ULTRA | 108 | Labels barcode printer | RGN216715 | pakovanje | 2500 testova | Ventana Medical Systems | KIT PACK EBAR Labels Barcode Printer (US/Europe) | 96637.6 | 20% | Adoc d.o.o. | 105-1/24 | 08.10.2024 | 08.10.2025
Reagensi, izuzev za transfuziju | 404-1-110/24-44 | 286 | Laboratorijski testovi i reagensi za aparat Bench Mark GX, ULTRA | 109 | printer ribbon | RGN216716 | pakovanje | 7500 testova | Ventana Medical Systems | PRINTER RIBBON | 8460.2 | 20% | Adoc d.o.o. | 105-1/24 | 08.10.2024 | 08.10.2025
Reagensi, izuzev za transfuziju | 404-1-110/24-44 | 286 | Laboratorijski testovi i reagensi za aparat Bench Mark GX, ULTRA | 110 | OptiView DAB IHC Detection Kit za p40, ALK i PDL1 | RGN216717 | pakovanje | 250 testova | Ventana Medical Systems | OptiView DAB IHC Detection Kit | 170634.8 | 20% | Adoc d.o.o. | 105-1/24 | 08.10.2024 | 08.10.2025
Reagensi, izuzev za transfuziju | 404-1-110/24-44 | 286 | Laboratorijski testovi i reagensi za aparat Bench Mark GX, ULTRA | 111 | OptiView Amplification Kit za p40, ALK i PDL1 | RGN216718 | pakovanje | 50 testova | Ventana Medical Systems | OptiView Amplification Kit a50 | 25357.5 | 20% | Adoc d.o.o. | 105-1/24 | 08.10.2024 | 08.10.2025
Reagensi, izuzev za transfuziju | 404-1-110/24-44 | 286 | Laboratorijski testovi i reagensi za aparat Bench Mark GX, ULTRA | 112 | Ventana Silver ISH DNP Detection kit | RGN216719 | pakovanje | 60 testova, detekcioni kit | Ventana Medical Systems | VENTANA Silver ISH DNP Detection Kit (60tests) | 292584.1 | 20% | Adoc d.o.o. | 105-1/24 | 08.10.2024 | 08.10.2025
Reagensi, izuzev za transfuziju | 404-1-110/24-44 | 286 | Laboratorijski testovi i reagensi za aparat Bench Mark GX, ULTRA | 113 | Ventana Red ISH DIG Detection kit | RGN216720 | pakovanje | 61 test, detekcioni kit | Ventana Medical Systems | VENTANA Red ISH DIG Detection Kit (60tests) | 181194.5 | 20% | Adoc d.o.o. | 105-1/24 | 08.10.2024 | 08.10.2025
Reagensi, izuzev za transfuziju | 404-1-110/24-44 | 286 | Laboratorijski testovi i reagensi za aparat Bench Mark GX, ULTRA | 114 | Ventana HER2 Dual ISH DNA Probe Cocktail | RGN216721 | pakovanje | 30 testova, spremno za upotrebu | Ventana Medical Systems | VENTANA HER2 Dual ISH DNA Probe Cocktail (30tests) | 425410.1 | 20% | Adoc d.o.o. | 105-1/24 | 08.10.2024 | 08.10.2025
Reagensi, izuzev za transfuziju | 404-1-110/24-44 | 286 | Laboratorijski testovi i reagensi za aparat Bench Mark GX, ULTRA | 115 | ISH Protease III | RGN216722 | pakovanje | 200 testova, spremno za upotrebu | Ventana Medical Systems | ISH PROTEASE 3 | 16917.6 | 20% | Adoc d.o.o. | 105-1/24 | 08.10.2024 | 08.10.2025
Reagensi, izuzev za transfuziju | 404-1-110/24-44 | 286 | Laboratorijski testovi i reagensi za aparat Bench Mark GX, ULTRA | 116 | HybReady | RGN216723 | pakovanje | 83 testa, spremno za upotrebu | Ventana Medical Systems | HybReady Solution | 54111.8 | 20% | Adoc d.o.o. | 105-1/24 | 08.10.2024 | 08.10.2025
Reagensi, izuzev za transfuziju | 404-1-110/24-44 | 286 | Laboratorijski testovi i reagensi za aparat Bench Mark GX, ULTRA | 117 | ultraVIEW Silver Wash II | RGN216724 | pakovanje | 2000 testova, spremno za upotrebu | Ventana Medical Systems | UltraView Silver Wash II | 14499.6 | 20% | Adoc d.o.o. | 105-1/24 | 08.10.2024 | 08.10.2025
Reagensi, izuzev za transfuziju | 404-1-110/24-44 | 286 | Laboratorijski testovi i reagensi za aparat Bench Mark GX, ULTRA | 118 | Rabbit Monoclonal Negative | RGN216725 | pakovanje | 250 testova | Ventana Medical Systems | Rabbit Monoclonal Negative Control Ig | 44375.6 | 20% | Adoc d.o.o. | 105-1/24 | 08.10.2024 | 08.10.2025
Reagensi, izuzev za transfuziju | 404-1-110/24-44 | 286 | Laboratorijski testovi i reagensi za aparat Bench Mark GX, ULTRA | 119 | HER2 DUAL ISH 3-in-1 Xenograft Slides | RGN216726 | pakovanje | 2 x 5 pločica | Ventana Medical Systems | HER2 Dual ISH 3-in-1 Xenograft Slides | 45902.6 | 20% | Adoc d.o.o. | 105-1/24 | 08.10.2024 | 08.10.2025
Reagensi, izuzev za transfuziju | 404-1-110/24-44 | 286 | Laboratorijski testovi i reagensi za aparat Bench Mark GX, ULTRA | 120 | VENTANA PD-L1 (SP142) Assay | RGN216727 | pakovanje | 50 testova | Ventana Medical Systems | Ventana PD-L1 (SP142) Assay | 437357.7 | 20% | Adoc d.o.o. | 105-1/24 | 08.10.2024 | 08.10.2025
Reagensi, izuzev za transfuziju | 404-1-110/24-44 | 286 | Laboratorijski testovi i reagensi za aparat Bench Mark GX, ULTRA | 121 | VENTANA pan-TRK (EPR17341) Assay | RGN216728 | pakovanje | 50 testova | Ventana Medical Systems | VENTANA pan-TRK (EPR17341) Assay | 443756.2 | 20% | Adoc d.o.o. | 105-1/24 | 08.10.2024 | 08.10.2025
Reagensi, izuzev za transfuziju | 404-1-110/24-44 | 286 | Laboratorijski testovi i reagensi za aparat Bench Mark GX, ULTRA | 122 | VENTANA anti-BRAF V600 (VE1) Mouse Monoclonal Primary Antibody | RGN216729 | pakovanje | 50 testova | Ventana Medical Systems | VENTANA anti-BRAF V600 (VE1) Mouse Monoclonal Primary Antibody | 433190.6 | 20% | Adoc d.o.o. | 105-1/24 | 08.10.2024 | 08.10.2025
Reagensi, izuzev za transfuziju | 404-1-110/24-44 | 286 | Laboratorijski testovi i reagensi za aparat Bench Mark GX, ULTRA | 123 | VENTANA ROS1 (SP384) Rabbit Monoclonal Primary Antibody | RGN216730 | pakovanje | 50 testova | Ventana Medical Systems | VENTANA ROS1 (SP384) Rabbit Monoclonal Primary Antibody | 443756.2 | 20% | Adoc d.o.o. | 105-1/24 | 08.10.2024 | 08.10.2025
Reagensi, izuzev za transfuziju | 404-1-110/24-44 | 286 | Laboratorijski testovi i reagensi za aparat Bench Mark GX, ULTRA | 124 | Ultra LCS | RGN233637 | pakovanje | 2000 testova | Ventana Medical Systems | Ultra LCS 2l | 6040.3 | 20% | Adoc d.o.o. | 105-1/24 | 08.10.2024 | 08.10.2025
Reagensi, izuzev za transfuziju | 404-1-110/24-44 | 286 | Laboratorijski testovi i reagensi za aparat Bench Mark GX, ULTRA | 125 | Ultra CC1 | RGN233638 | pakovanje | 2000 testova | Ventana Medical Systems | Ultra Cell Conditioning Solution, CC1, 2l | 36238.9 | 20% | Adoc d.o.o. | 105-1/24 | 08.10.2024 | 08.10.2025
Reagensi, izuzev za transfuziju | 404-1-110/24-44 | 286 | Laboratorijski testovi i reagensi za aparat Bench Mark GX, ULTRA | 126 | Ultra CC2 | RGN233639 | pakovanje | 1000 testova | Ventana Medical Systems | Ultra Cell Conditioning Solution, CC2 | 42488.6 | 20% | Adoc d.o.o. | 105-1/24 | 08.10.2024 | 08.10.2025
Reagensi, izuzev za transfuziju | 404-1-110/24-44 | 286 | Laboratorijski testovi i reagensi za aparat Bench Mark GX, ULTRA | 127 | CD5 | RGN233640 | pakovanje | 50 testova | Ventana Medical Systems | Anti-CD5 (SP19) Rabbit Monoclonal PAb, 50 Tests | 29509.8 | 20% | Adoc d.o.o. | 105-1/24 | 08.10.2024 | 08.10.2025
Reagensi, izuzev za transfuziju | 404-1-110/24-44 | 286 | Laboratorijski testovi i reagensi za aparat Bench Mark GX, ULTRA | 128 | Antibody Diluent | RGN233641 | pakovanje | 100 ml | Ventana Medical Systems | Antibody Diluent, 100ml | 6040.3 | 20% | Adoc d.o.o. | 105-1/24 | 08.10.2024 | 08.10.2025
Reagensi, izuzev za transfuziju | 404-1-110/24-44 | 286 | Laboratorijski testovi i reagensi za aparat Bench Mark GX, ULTRA | 129 | ultraView Universal Alkaline Phosphatase | RGN233642 | pakovanje | 250 | Ventana Medical Systems | ultraView Universal Alkaline Phosphatase Red Detection Kit | 153450.9 | 20% | Adoc d.o.o. | 105-1/24 | 08.10.2024 | 08.10.2025
Reagensi, izuzev za transfuziju | 404-1-110/24-44 | 286 | Laboratorijski testovi i reagensi za aparat Bench Mark GX, ULTRA | 130 | Ampliification Kit | RGN233643 | pakovanje | 100 testova | Ventana Medical Systems | Amplification Kit | 47215.6 | 20% | Adoc d.o.o. | 105-1/24 | 08.10.2024 | 08.10.2025
Reagensi, izuzev za transfuziju | 404-1-110/24-44 | 287 | Laboratorijski reagensi za aparat DAKO Autostainer Link 48 | 1 | Actin (Muscle) | RGN216731 | pakovanje | 12 ml | Dako/Agilent | Monoclonal Mouse Anti-Human Muscle Actin, Clone HHF35 : IR700 | 42000 | 20% | Galen-Fokus d.o.o. | 105-9/24 | 14.10.2024 | 14.10.2025
Reagensi, izuzev za transfuziju | 404-1-110/24-44 | 287 | Laboratorijski reagensi za aparat DAKO Autostainer Link 48 | 2 | Actin (Smooth Muscle) | RGN216732 | pakovanje | 12 ml | Dako/Agilent | Monoclonal Mouse Anti-Human Smooth Muscle Actin, Clone 1A4 : IR611 | 42000 | 20% | Galen-Fokus d.o.o. | 105-9/24 | 14.10.2024 | 14.10.2025
Reagensi, izuzev za transfuziju | 404-1-110/24-44 | 287 | Laboratorijski reagensi za aparat DAKO Autostainer Link 48 | 3 | Alpha-1-fetoprotein | RGN216733 | pakovanje | 12 ml | Dako/Agilent | Polyclonal Rabbit Anti-Human Alpha-1-Fetoprotein: IR/GA500 | 42000 | 20% | Galen-Fokus d.o.o. | 105-9/24 | 14.10.2024 | 14.10.2025
Reagensi, izuzev za transfuziju | 404-1-110/24-44 | 287 | Laboratorijski reagensi za aparat DAKO Autostainer Link 48 | 4 | AMACR | RGN216734 | pakovanje | 12 ml | Dako/Agilent | Monoclonal Rabbit Anti-Human AMACR, Clone 13H4 : IR060 | 42000 | 20% | Galen-Fokus d.o.o. | 105-9/24 | 14.10.2024 | 14.10.2025
Reagensi, izuzev za transfuziju | 404-1-110/24-44 | 287 | Laboratorijski reagensi za aparat DAKO Autostainer Link 48 | 5 | Androgen Receptor : 200-R-18-RUO | RGN216735 | pakovanje | 7 ml | Cell Marque | Androgen Receptor : 200-R-18-RUO | 86940 | 20% | Galen-Fokus d.o.o. | 105-9/24 | 14.10.2024 | 14.10.2025
Reagensi, izuzev za transfuziju | 404-1-110/24-44 | 287 | Laboratorijski reagensi za aparat DAKO Autostainer Link 48 | 6 | Androgen receptor : 200-R-17-RUO | RGN216736 | pakovanje | 1 ml | Cell Marque | Androgen receptor : 200-R-17-RUO | 19900 | 20% | Galen-Fokus d.o.o. | 105-9/24 | 14.10.2024 | 14.10.2025
Reagensi, izuzev za transfuziju | 404-1-110/24-44 | 287 | Laboratorijski reagensi za aparat DAKO Autostainer Link 48 | 7 | Annexin 1 | RGN216738 | pakovanje | 7 ml | Cell Marque | Annexin A1 : 221M-18-RUO | 59167.5 | 20% | Galen-Fokus d.o.o. | 105-9/24 | 14.10.2024 | 14.10.2025
Reagensi, izuzev za transfuziju | 404-1-110/24-44 | 287 | Laboratorijski reagensi za aparat DAKO Autostainer Link 48 | 8 | BCL2 Onkoprotein | RGN216739 | pakovanje | 12 ml | Dako/Agilent | Monoclonal Mouse Anti-Human BCL2 Oncoprotein, Clone 124 : IR614 | 42000 | 20% | Galen-Fokus d.o.o. | 105-9/24 | 14.10.2024 | 14.10.2025
Reagensi, izuzev za transfuziju | 404-1-110/24-44 | 287 | Laboratorijski reagensi za aparat DAKO Autostainer Link 48 | 9 | BCL6 Protein | RGN216740 | pakovanje | 12 ml | Dako/Agilent | Monoclonal Mouse Anti-Human BCL6 Protein ClonePG-B6p : IR625 | 42000 | 20% | Galen-Fokus d.o.o. | 105-9/24 | 14.10.2024 | 14.10.2025
Reagensi, izuzev za transfuziju | 404-1-110/24-44 | 287 | Laboratorijski reagensi za aparat DAKO Autostainer Link 48 | 10 | BCL6 | RGN216741 | pakovanje | 7 ml | Leica | Bond Ready-to-Use Primary Antibody Bcl-6 (LN22) : PA0204 | 27900 | 20% | Galen-Fokus d.o.o. | 105-9/24 | 14.10.2024 | 14.10.2025
Reagensi, izuzev za transfuziju | 404-1-110/24-44 | 287 | Laboratorijski reagensi za aparat DAKO Autostainer Link 48 | 11 | B Cell Specific Activator Protein (PAX-5) | RGN216742 | pakovanje | 12 ml | Dako/Agilent | Monoclonal Mouse Anti-Human B-Cell Specific Activator Protein, Clone DAK-PAX5 : IR650 | 42000 | 20% | Galen-Fokus d.o.o. | 105-9/24 | 14.10.2024 | 14.10.2025
Reagensi, izuzev za transfuziju | 404-1-110/24-44 | 287 | Laboratorijski reagensi za aparat DAKO Autostainer Link 48 | 12 | Beta-Catenin | RGN216743 | pakovanje | 12 ml | Dako/Agilent | FLEX Monoclonal Mouse Anti-Human Beta-Catein Clone Beta-Catenin-1 : IR702 | 42000 | 20% | Galen-Fokus d.o.o. | 105-9/24 | 14.10.2024 | 14.10.2025
Reagensi, izuzev za transfuziju | 404-1-110/24-44 | 287 | Laboratorijski reagensi za aparat DAKO Autostainer Link 48 | 13 | BOB-1 | RGN216744 | pakovanje | 1 ml | Leica | NCL-L-BOB-1 : BOB-1-L | 72450 | 20% | Galen-Fokus d.o.o. | 105-9/24 | 14.10.2024 | 14.10.2025
Reagensi, izuzev za transfuziju | 404-1-110/24-44 | 287 | Laboratorijski reagensi za aparat DAKO Autostainer Link 48 | 14 | hCG | RGN216746 | pakovanje | 1 ml | Cell Marque | Hcg : 234A-17-RUO | 17710 | 20% | Galen-Fokus d.o.o. | 105-9/24 | 14.10.2024 | 14.10.2025
Reagensi, izuzev za transfuziju | 404-1-110/24-44 | 287 | Laboratorijski reagensi za aparat DAKO Autostainer Link 48 | 15 | C- myc | RGN216747 | pakovanje | 1 ml | Cell Marque | c-Myc : 395R-17-RUO | 22250 | 20% | Galen-Fokus d.o.o. | 105-9/24 | 14.10.2024 | 14.10.2025
Reagensi, izuzev za transfuziju | 404-1-110/24-44 | 287 | Laboratorijski reagensi za aparat DAKO Autostainer Link 48 | 16 | CD4 | RGN216748 | pakovanje | 12 ml | Dako/Agilent | Monoclonal Mouse Anti-Human CD4, Clone 4B12 : IR649 | 42000 | 20% | Galen-Fokus d.o.o. | 105-9/24 | 14.10.2024 | 14.10.2025
Reagensi, izuzev za transfuziju | 404-1-110/24-44 | 287 | Laboratorijski reagensi za aparat DAKO Autostainer Link 48 | 17 | CD5 | RGN216749 | pakovanje | 12 ml | Dako/Agilent | Monoclonal Rabbit Anti-Human CD5, Clone 4C7 : IR082 | 42000 | 20% | Galen-Fokus d.o.o. | 105-9/24 | 14.10.2024 | 14.10.2025
Reagensi, izuzev za transfuziju | 404-1-110/24-44 | 287 | Laboratorijski reagensi za aparat DAKO Autostainer Link 48 | 18 | CD10 | RGN216750 | pakovanje | 12 ml | Dako/Agilent | Monoclonal Mouse Anti-Human CD10, Clone 56C6 : IR786 | 42000 | 20% | Galen-Fokus d.o.o. | 105-9/24 | 14.10.2024 | 14.10.2025
Reagensi, izuzev za transfuziju | 404-1-110/24-44 | 287 | Laboratorijski reagensi za aparat DAKO Autostainer Link 48 | 19 | CD123 | RGN216751 | pakovanje | 1 ml | Leica | Novocastra Liquid Mouse Monoclonal Antibody CD123 Model: NCL-L-CD123 : NCL-L-CD123 | 72450 | 20% | Galen-Fokus d.o.o. | 105-9/24 | 14.10.2024 | 14.10.2025
Reagensi, izuzev za transfuziju | 404-1-110/24-44 | 287 | Laboratorijski reagensi za aparat DAKO Autostainer Link 48 | 20 | CD138 | RGN216752 | pakovanje | 12 ml | Dako/Agilent | Monoclonal Mouse Anti-Human CD138, Clone MI15 : IR642 | 42000 | 20% | Galen-Fokus d.o.o. | 105-9/24 | 14.10.2024 | 14.10.2025
Reagensi, izuzev za transfuziju | 404-1-110/24-44 | 287 | Laboratorijski reagensi za aparat DAKO Autostainer Link 48 | 21 | CD14 | RGN233644 | pakovanje | 7 mL | Cell Marque | CD14 :114R-18-RUO | 72450 | 20% | Galen-Fokus d.o.o. | 105-9/24 | 14.10.2024 | 14.10.2025
Reagensi, izuzev za transfuziju | 404-1-110/24-44 | 287 | Laboratorijski reagensi za aparat DAKO Autostainer Link 48 | 22 | CD15 | RGN216754 | pakovanje | 12 ml | Dako/Agilent | Monoclonal Mouse Anti-Human CD15, Clone Carb-3 : IR062 | 42000 | 20% | Galen-Fokus d.o.o. | 105-9/24 | 14.10.2024 | 14.10.2025
Reagensi, izuzev za transfuziju | 404-1-110/24-44 | 287 | Laboratorijski reagensi za aparat DAKO Autostainer Link 48 | 23 | CD163 | RGN216755 | pakovanje | 7 ml | Cell Marque | CD163 : 163M-18-RUO | 101500 | 20% | Galen-Fokus d.o.o. | 105-9/24 | 14.10.2024 | 14.10.2025
Reagensi, izuzev za transfuziju | 404-1-110/24-44 | 287 | Laboratorijski reagensi za aparat DAKO Autostainer Link 48 | 24 | CD19 | RGN216756 | pakovanje | 12 ml | Dako/Agilent | Monoclonal Mouse Anti-Human CD19, Clone LE-CD19 : IR/GA656 | 42000 | 20% | Galen-Fokus d.o.o. | 105-9/24 | 14.10.2024 | 14.10.2025
Reagensi, izuzev za transfuziju | 404-1-110/24-44 | 287 | Laboratorijski reagensi za aparat DAKO Autostainer Link 48 | 25 | CD1a | RGN216757 | pakovanje | 12 ml | Dako/Agilent | Monoclonal Mouse Anti-Human CD1a, Clone 010 : IR069 | 42000 | 20% | Galen-Fokus d.o.o. | 105-9/24 | 14.10.2024 | 14.10.2025
Reagensi, izuzev za transfuziju | 404-1-110/24-44 | 287 | Laboratorijski reagensi za aparat DAKO Autostainer Link 48 | 26 | CD11c Mouse Monoclonal Antibody | RGN216758 | pakovanje | 7 ml | Cell Marque | CD11c : 111R-18-RUO | 59800 | 20% | Galen-Fokus d.o.o. | 105-9/24 | 14.10.2024 | 14.10.2025
Reagensi, izuzev za transfuziju | 404-1-110/24-44 | 287 | Laboratorijski reagensi za aparat DAKO Autostainer Link 48 | 27 | CD2 | RGN216759 | pakovanje | 12 ml | Dako/Agilent | Monoclonal mouse antihuman CD2 IR/GA651 | 42000 | 20% | Galen-Fokus d.o.o. | 105-9/24 | 14.10.2024 | 14.10.2025
Reagensi, izuzev za transfuziju | 404-1-110/24-44 | 287 | Laboratorijski reagensi za aparat DAKO Autostainer Link 48 | 28 | CD20 | RGN216760 | pakovanje | 12 ml | Dako/Agilent | Monoclonal Mouse Anti-Human CD20cy, Clone L26 : IR604 | 42000 | 20% | Galen-Fokus d.o.o. | 105-9/24 | 14.10.2024 | 14.10.2025
Reagensi, izuzev za transfuziju | 404-1-110/24-44 | 287 | Laboratorijski reagensi za aparat DAKO Autostainer Link 48 | 29 | CD21 | RGN216761 | pakovanje | 12 ml | Dako/Agilent | Monoclonal Mouse Anti-Human CD21, Clone 1F8 : IR608 | 42000 | 20% | Galen-Fokus d.o.o. | 105-9/24 | 14.10.2024 | 14.10.2025
Reagensi, izuzev za transfuziju | 404-1-110/24-44 | 287 | Laboratorijski reagensi za aparat DAKO Autostainer Link 48 | 30 | CD23 | RGN216762 | pakovanje | 12 ml | Dako/Agilent | Monoclonal Mouse Anti-Human CD23 , Clone DAK-CD23 IR781 | 42000 | 20% | Galen-Fokus d.o.o. | 105-9/24 | 14.10.2024 | 14.10.2025
Reagensi, izuzev za transfuziju | 404-1-110/24-44 | 287 | Laboratorijski reagensi za aparat DAKO Autostainer Link 48 | 31 | CD246, ALK Protein | RGN216763 | pakovanje | 12 ml | Dako/Agilent | Monoclonal Mouse Anti-Human CD246, ALK Protein, Clone ALK1 : IR/GA641 | 42000 | 20% | Galen-Fokus d.o.o. | 105-9/24 | 14.10.2024 | 14.10.2025
Reagensi, izuzev za transfuziju | 404-1-110/24-44 | 287 | Laboratorijski reagensi za aparat DAKO Autostainer Link 48 | 32 | CD3 | RGN216764 | pakovanje | 12 ml | Dako/Agilent | Polyclonal Rabbit Anti-Human CD3 : IR503 | 42000 | 20% | Galen-Fokus d.o.o. | 105-9/24 | 14.10.2024 | 14.10.2025
Reagensi, izuzev za transfuziju | 404-1-110/24-44 | 287 | Laboratorijski reagensi za aparat DAKO Autostainer Link 48 | 33 | CD30 | RGN216765 | pakovanje | 12 ml | Dako/Agilent | Monoclonal Mouse Anti-Human CD 30, Clone Ber-H2: IR602 | 42000 | 20% | Galen-Fokus d.o.o. | 105-9/24 | 14.10.2024 | 14.10.2025
Reagensi, izuzev za transfuziju | 404-1-110/24-44 | 287 | Laboratorijski reagensi za aparat DAKO Autostainer Link 48 | 34 | CD31 | RGN216766 | pakovanje | 12 ml | Dako/Agilent | Monoclonal Mouse Anti-Human CD31, Endothelial Cell, Clone JC70A : IR610 | 42000 | 20% | Galen-Fokus d.o.o. | 105-9/24 | 14.10.2024 | 14.10.2025
Reagensi, izuzev za transfuziju | 404-1-110/24-44 | 287 | Laboratorijski reagensi za aparat DAKO Autostainer Link 48 | 35 | CD34 Class II | RGN216767 | pakovanje | 12 ml | Dako/Agilent | Monoclonal Mouse Anti-Human CD34, Clone QBEnd 10 : IR632 | 42000 | 20% | Galen-Fokus d.o.o. | 105-9/24 | 14.10.2024 | 14.10.2025
Reagensi, izuzev za transfuziju | 404-1-110/24-44 | 287 | Laboratorijski reagensi za aparat DAKO Autostainer Link 48 | 36 | CD35 | RGN216768 | pakovanje | 7 ml | Cell Marque | CD35 : 135R-18-RUO | 56250 | 20% | Galen-Fokus d.o.o. | 105-9/24 | 14.10.2024 | 14.10.2025
Reagensi, izuzev za transfuziju | 404-1-110/24-44 | 287 | Laboratorijski reagensi za aparat DAKO Autostainer Link 48 | 37 | CD35 | RGN216769 | pakovanje | 1 ml | Cell Marque | CD35 : 135R-17-RUO | 18620 | 20% | Galen-Fokus d.o.o. | 105-9/24 | 14.10.2024 | 14.10.2025
Reagensi, izuzev za transfuziju | 404-1-110/24-44 | 287 | Laboratorijski reagensi za aparat DAKO Autostainer Link 48 | 38 | CD38 | RGN216770 | pakovanje | 1 ml | Leica | Novocastra Liquid Mouse Monoclonal Antibody CD38Tip: NCL-L-CD38-290 : CD38-290-L-CE | 63250 | 20% | Galen-Fokus d.o.o. | 105-9/24 | 14.10.2024 | 14.10.2025
Reagensi, izuzev za transfuziju | 404-1-110/24-44 | 287 | Laboratorijski reagensi za aparat DAKO Autostainer Link 48 | 39 | CD43 | RGN216771 | pakovanje | 12 ml | Dako/Agilent | Monoclonal Mouse Anti-Human CD43, Clone DF-T1 :IR/GA636 | 42000 | 20% | Galen-Fokus d.o.o. | 105-9/24 | 14.10.2024 | 14.10.2025
Reagensi, izuzev za transfuziju | 404-1-110/24-44 | 287 | Laboratorijski reagensi za aparat DAKO Autostainer Link 48 | 40 | CD45 LCA | RGN216772 | pakovanje | 12 ml | Dako/Agilent | Monoclonal Mouse Anti-Human CD45, Leucocyte Cammon Antigen, Clones2B11+PD7/26 : IR751 | 42000 | 20% | Galen-Fokus d.o.o. | 105-9/24 | 14.10.2024 | 14.10.2025
Reagensi, izuzev za transfuziju | 404-1-110/24-44 | 287 | Laboratorijski reagensi za aparat DAKO Autostainer Link 48 | 41 | CD45 R0 | RGN233645 | pakovanje | 7ml | Cell Marque | CD45RO : 147M-98-RUO | 39910 | 20% | Galen-Fokus d.o.o. | 105-9/24 | 14.10.2024 | 14.10.2025
Reagensi, izuzev za transfuziju | 404-1-110/24-44 | 287 | Laboratorijski reagensi za aparat DAKO Autostainer Link 48 | 42 | CD56 | RGN216774 | pakovanje | 12 ml | Dako/Agilent | Monoclonal Mouse Anti-Human CD56, Clone 123C3 : IR628 | 42000 | 20% | Galen-Fokus d.o.o. | 105-9/24 | 14.10.2024 | 14.10.2025
Reagensi, izuzev za transfuziju | 404-1-110/24-44 | 287 | Laboratorijski reagensi za aparat DAKO Autostainer Link 48 | 43 | CD 33 | RGN216775 | pakovanje | 7 ml | Leica | Bond Ready-to-Use Primary Antibody CD33 (PWS44) : PA0555 | 27900 | 20% | Galen-Fokus d.o.o. | 105-9/24 | 14.10.2024 | 14.10.2025
Reagensi, izuzev za transfuziju | 404-1-110/24-44 | 287 | Laboratorijski reagensi za aparat DAKO Autostainer Link 48 | 44 | CD57 | RGN233646 | pakovanje | 12 ml | Dako/Agilent | Monoclonal Mouse Anti-Human CD57, Clone TB01 : IR/GA647 | 42000 | 20% | Galen-Fokus d.o.o. | 105-9/24 | 14.10.2024 | 14.10.2025
Reagensi, izuzev za transfuziju | 404-1-110/24-44 | 287 | Laboratorijski reagensi za aparat DAKO Autostainer Link 48 | 45 | Caveolin | RGN216777 | pakovanje | 1 ml | Leica | NCL-L-Caveolin-1 : CAVEOLIN-1-L | 55000 | 20% | Galen-Fokus d.o.o. | 105-9/24 | 14.10.2024 | 14.10.2025
Reagensi, izuzev za transfuziju | 404-1-110/24-44 | 287 | Laboratorijski reagensi za aparat DAKO Autostainer Link 48 | 46 | CD61 | RGN216778 | pakovanje | 1 ml | Dako/Agilent | Monoclonal Anti-Human CD61, Platelet Glycoprotein IIIa, Clone Y2/51 : M0753 | 98900 | 20% | Galen-Fokus d.o.o. | 105-9/24 | 14.10.2024 | 14.10.2025
Reagensi, izuzev za transfuziju | 404-1-110/24-44 | 287 | Laboratorijski reagensi za aparat DAKO Autostainer Link 48 | 47 | CD68 | RGN216779 | pakovanje | 12 ml | Dako/Agilent | Monoclonal Mouse Anti-Human CD68 ,Clone PG-M1 : IR613 | 42000 | 20% | Galen-Fokus d.o.o. | 105-9/24 | 14.10.2024 | 14.10.2025
Reagensi, izuzev za transfuziju | 404-1-110/24-44 | 287 | Laboratorijski reagensi za aparat DAKO Autostainer Link 48 | 48 | CD7 | RGN233647 | pakovanje | 12 ml | Dako/Agilent | FLEX Monoclonal Mouse Anti-Human CD7, Clone CBC.37,Ready-to-Use : IR/GA643 | 42000 | 20% | Galen-Fokus d.o.o. | 105-9/24 | 14.10.2024 | 14.10.2025
Reagensi, izuzev za transfuziju | 404-1-110/24-44 | 287 | Laboratorijski reagensi za aparat DAKO Autostainer Link 48 | 49 | CD79α | RGN216781 | pakovanje | 12 ml | Dako/Agilent | Monoclonal Mouse Anti-Human CD79α ,Clone JCB117 : IR621 | 42000 | 20% | Galen-Fokus d.o.o. | 105-9/24 | 14.10.2024 | 14.10.2025
Reagensi, izuzev za transfuziju | 404-1-110/24-44 | 287 | Laboratorijski reagensi za aparat DAKO Autostainer Link 48 | 50 | CD8 | RGN216782 | pakovanje | 12 ml | Dako/Agilent | Monoclonal Mouse Anti-Human CD8, Clone C8/144B : IR623 | 42000 | 20% | Galen-Fokus d.o.o. | 105-9/24 | 14.10.2024 | 14.10.2025
Reagensi, izuzev za transfuziju | 404-1-110/24-44 | 287 | Laboratorijski reagensi za aparat DAKO Autostainer Link 48 | 51 | CD99 | RGN216783 | pakovanje | 12 ml | Dako/Agilent | Monoclonal Mouse Anti-Human CD99,MIC2 Gene Product Ewings Sarcoma Marker , Clone 12E7 : IR057 | 42000 | 20% | Galen-Fokus d.o.o. | 105-9/24 | 14.10.2024 | 14.10.2025
Reagensi, izuzev za transfuziju | 404-1-110/24-44 | 287 | Laboratorijski reagensi za aparat DAKO Autostainer Link 48 | 52 | CDX2 | RGN216784 | pakovanje | 12 ml | Dako/Agilent | Monoclonal Mouse Anti-Human CDX2, Clone DAK-CDX2 : IR080 | 42000 | 20% | Galen-Fokus d.o.o. | 105-9/24 | 14.10.2024 | 14.10.2025
Reagensi, izuzev za transfuziju | 404-1-110/24-44 | 287 | Laboratorijski reagensi za aparat DAKO Autostainer Link 48 | 53 | CEA monkl. | RGN233648 | pakovanje | 12 ml | Dako/Agilent | Monoclonal Mouse Anti-Human Carcinoembryonic Antigen, Clone II-7 : IR/GA622 | 42000 | 20% | Galen-Fokus d.o.o. | 105-9/24 | 14.10.2024 | 14.10.2025
Reagensi, izuzev za transfuziju | 404-1-110/24-44 | 287 | Laboratorijski reagensi za aparat DAKO Autostainer Link 48 | 54 | CEA polikl. | RGN216786 | pakovanje | 7 ml | Cell Marque | CEA : 236A-18-RUO | 37650 | 20% | Galen-Fokus d.o.o. | 105-9/24 | 14.10.2024 | 14.10.2025
Reagensi, izuzev za transfuziju | 404-1-110/24-44 | 287 | Laboratorijski reagensi za aparat DAKO Autostainer Link 48 | 55 | CA 19.9 | RGN216787 | pakovanje | 1 ml | Dako/Agilent | Monoclonal Mouse Anti-CA 19-9, Cole 116-NS-19-9 :M3517 | 98900 | 20% | Galen-Fokus d.o.o. | 105-9/24 | 14.10.2024 | 14.10.2025
Reagensi, izuzev za transfuziju | 404-1-110/24-44 | 287 | Laboratorijski reagensi za aparat DAKO Autostainer Link 48 | 56 | Cyclin D1 | RGN216788 | pakovanje | 12 ml | Dako/Agilent | Monoclonal Rabbit Anti-Human Cyclin D1, Clone EP12 : IR083 | 42000 | 20% | Galen-Fokus d.o.o. | 105-9/24 | 14.10.2024 | 14.10.2025
Reagensi, izuzev za transfuziju | 404-1-110/24-44 | 287 | Laboratorijski reagensi za aparat DAKO Autostainer Link 48 | 57 | Calcitonin | RGN233649 | pakovanje | 12 ml | Dako/Agilent | Polyclonal Rabbit Anti-Human Calcitonin : IR/GA515 | 42000 | 20% | Galen-Fokus d.o.o. | 105-9/24 | 14.10.2024 | 14.10.2025
Reagensi, izuzev za transfuziju | 404-1-110/24-44 | 287 | Laboratorijski reagensi za aparat DAKO Autostainer Link 48 | 58 | Calponin | RGN216790 | pakovanje | 1 ml | Dako/Agilent | Monoclonal Mouse Anti-Human Calponin, Clone CALP : M3556 | 98900 | 20% | Galen-Fokus d.o.o. | 105-9/24 | 14.10.2024 | 14.10.2025
Reagensi, izuzev za transfuziju | 404-1-110/24-44 | 287 | Laboratorijski reagensi za aparat DAKO Autostainer Link 48 | 59 | CA-125 | RGN233650 | pakovanje | 12 ml | Dako/Agilent | Monoclonal Mouse Anti-Human CA 125 , Clone M11 : IR/GA701 | 42000 | 20% | Galen-Fokus d.o.o. | 105-9/24 | 14.10.2024 | 14.10.2025
Reagensi, izuzev za transfuziju | 404-1-110/24-44 | 287 | Laboratorijski reagensi za aparat DAKO Autostainer Link 48 | 60 | Collagen-IV | RGN216792 | pakovanje | 1 ml | Dako/Agilent | Monoclonal Mouse Anti-Human Collagen IV, Clone CIV 22 : M0785 | 98900 | 20% | Galen-Fokus d.o.o. | 105-9/24 | 14.10.2024 | 14.10.2025
Reagensi, izuzev za transfuziju | 404-1-110/24-44 | 287 | Laboratorijski reagensi za aparat DAKO Autostainer Link 48 | 61 | Chromogranin A | RGN216793 | pakovanje | 7 ml | Leica | Bond Ready-to-Use Primary Antibody Chromogranin A (5H7) : PA0430 | 27900 | 20% | Galen-Fokus d.o.o. | 105-9/24 | 14.10.2024 | 14.10.2025
Reagensi, izuzev za transfuziju | 404-1-110/24-44 | 287 | Laboratorijski reagensi za aparat DAKO Autostainer Link 48 | 62 | Cytokeratin | RGN216794 | pakovanje | 1 ml | Dako/Agilent | Monoclonal Mouse Anti-Human Cytokeratin, Clone MNF116 : M0821 | 98900 | 20% | Galen-Fokus d.o.o. | 105-9/24 | 14.10.2024 | 14.10.2025
Reagensi, izuzev za transfuziju | 404-1-110/24-44 | 287 | Laboratorijski reagensi za aparat DAKO Autostainer Link 48 | 63 | Cytokeratin High Molecular Weight | RGN216795 | pakovanje | 12 ml | Dako/Agilent | Monoclonal Mouse Anti-Human Cytokeratin, High Molecular Weight, Clone 34ßE12 : IR051 | 42000 | 20% | Galen-Fokus d.o.o. | 105-9/24 | 14.10.2024 | 14.10.2025
Reagensi, izuzev za transfuziju | 404-1-110/24-44 | 287 | Laboratorijski reagensi za aparat DAKO Autostainer Link 48 | 64 | Cytokeratin AE1/AE3 | RGN216796 | pakovanje | 12 ml | Dako/Agilent | Monoclonal Mouse Anti-Human Cytokeratin, Clone AE1/AE3 : IR053 | 42000 | 20% | Galen-Fokus d.o.o. | 105-9/24 | 14.10.2024 | 14.10.2025
Reagensi, izuzev za transfuziju | 404-1-110/24-44 | 287 | Laboratorijski reagensi za aparat DAKO Autostainer Link 48 | 65 | Cytokeratin 14 | RGN216797 | pakovanje | 7 ml | Leica | Bond Cytoketatin 14 (LL002) : PA0074 | 27900 | 20% | Galen-Fokus d.o.o. | 105-9/24 | 14.10.2024 | 14.10.2025
Reagensi, izuzev za transfuziju | 404-1-110/24-44 | 287 | Laboratorijski reagensi za aparat DAKO Autostainer Link 48 | 66 | Cytokeratin 5/6 | RGN216798 | pakovanje | 12 ml | Dako/Agilent | Monoclonal Mouse Anti-Human Cytokeratin 5/6, Clone D5/16 B4 : IR780 | 42000 | 20% | Galen-Fokus d.o.o. | 105-9/24 | 14.10.2024 | 14.10.2025
Reagensi, izuzev za transfuziju | 404-1-110/24-44 | 287 | Laboratorijski reagensi za aparat DAKO Autostainer Link 48 | 67 | Cytokeratin 7 | RGN216799 | pakovanje | 12 ml | Dako/Agilent | Monoclonal Mouse Anti-Human Cytokeratin 7, Clone OV-TL 12/30 : IR619 | 42000 | 20% | Galen-Fokus d.o.o. | 105-9/24 | 14.10.2024 | 14.10.2025
Reagensi, izuzev za transfuziju | 404-1-110/24-44 | 287 | Laboratorijski reagensi za aparat DAKO Autostainer Link 48 | 68 | Cytokeratin 8 | RGN216800 | pakovanje | 7 ml | Leica | Bond Cytokeratin 8 (TS1) : PA0567 | 27900 | 20% | Galen-Fokus d.o.o. | 105-9/24 | 14.10.2024 | 14.10.2025
Reagensi, izuzev za transfuziju | 404-1-110/24-44 | 287 | Laboratorijski reagensi za aparat DAKO Autostainer Link 48 | 69 | Cytokeratin 17 | RGN216801 | pakovanje | 12 ml | Dako/Agilent | Monoclonal Mouse Anti-Human Cytokeratin 17, Clone E3 : IR620 | 42000 | 20% | Galen-Fokus d.o.o. | 105-9/24 | 14.10.2024 | 14.10.2025
Reagensi, izuzev za transfuziju | 404-1-110/24-44 | 287 | Laboratorijski reagensi za aparat DAKO Autostainer Link 48 | 70 | Cytokeratin 18 | RGN233651 | pakovanje | 12 ml | Dako/Agilent | Monoclonal Mouse Anti-Human Cytokeratin 18 ,Clone DC 10 : IR/GA618 | 42000 | 20% | Galen-Fokus d.o.o. | 105-9/24 | 14.10.2024 | 14.10.2025
Reagensi, izuzev za transfuziju | 404-1-110/24-44 | 287 | Laboratorijski reagensi za aparat DAKO Autostainer Link 48 | 71 | Cytokeratin 20 | RGN216803 | pakovanje | 12 ml | Dako/Agilent | Monoclonal Mouse Anti-Human Cytokeratin 20, Clone Ks20.8 : IR777 | 42000 | 20% | Galen-Fokus d.o.o. | 105-9/24 | 14.10.2024 | 14.10.2025
Reagensi, izuzev za transfuziju | 404-1-110/24-44 | 287 | Laboratorijski reagensi za aparat DAKO Autostainer Link 48 | 72 | CD117 C-kit | RGN216804 | pakovanje | 0,2 ml | Dako/Agilent | Polyclonal Rabbit Anti-HumaN CD117 (c-kit) : A4502 | 77050 | 20% | Galen-Fokus d.o.o. | 105-9/24 | 14.10.2024 | 14.10.2025
Reagensi, izuzev za transfuziju | 404-1-110/24-44 | 287 | Laboratorijski reagensi za aparat DAKO Autostainer Link 48 | 73 | CD 61 | RGN233652 | pakovanje | 7 mL | Leica | Bond CD61 (GPIIIa) (2f2): PA0308 | 27900 | 20% | Galen-Fokus d.o.o. | 105-9/24 | 14.10.2024 | 14.10.2025
Reagensi, izuzev za transfuziju | 404-1-110/24-44 | 287 | Laboratorijski reagensi za aparat DAKO Autostainer Link 48 | 74 | Calretinin | RGN216806 | pakovanje | 12 ml | Dako/Agilent | Polyclonal Rabbit Anti-Human Calretinin, Clone DAK-Calret 1 : IR627 | 42000 | 20% | Galen-Fokus d.o.o. | 105-9/24 | 14.10.2024 | 14.10.2025
Reagensi, izuzev za transfuziju | 404-1-110/24-44 | 287 | Laboratorijski reagensi za aparat DAKO Autostainer Link 48 | 75 | Claudin1 | RGN216807 | pakovanje | 1 ml | Cell Marque | Claudin 1 : 359A-17-RUO | 21275 | 20% | Galen-Fokus d.o.o. | 105-9/24 | 14.10.2024 | 14.10.2025
Reagensi, izuzev za transfuziju | 404-1-110/24-44 | 287 | Laboratorijski reagensi za aparat DAKO Autostainer Link 48 | 76 | Caldesmon | RGN216808 | pakovanje | 12 ml | Dako/Agilent | Monoclonal Mouse Anti-Human Caldesmon, Clone h-CD : IR054 | 42000 | 20% | Galen-Fokus d.o.o. | 105-9/24 | 14.10.2024 | 14.10.2025
Reagensi, izuzev za transfuziju | 404-1-110/24-44 | 287 | Laboratorijski reagensi za aparat DAKO Autostainer Link 48 | 77 | CMV Cytomegalo | RGN216809 | pakovanje | 12 ml | Dako/Agilent | Monoclonal Mouse Anti-Cytomegalovirus, Clones CCH2+DDG9 : IR752 | 42000 | 20% | Galen-Fokus d.o.o. | 105-9/24 | 14.10.2024 | 14.10.2025
Reagensi, izuzev za transfuziju | 404-1-110/24-44 | 287 | Laboratorijski reagensi za aparat DAKO Autostainer Link 48 | 78 | Desmin | RGN216810 | pakovanje | 12 ml | Dako/Agilent | Monoclonal Mouse Anti-Human Desmin, Clone 33 : IR606 | 42000 | 20% | Galen-Fokus d.o.o. | 105-9/24 | 14.10.2024 | 14.10.2025
Reagensi, izuzev za transfuziju | 404-1-110/24-44 | 287 | Laboratorijski reagensi za aparat DAKO Autostainer Link 48 | 79 | DOG1 | RGN216811 | pakovanje | 7 ml | Leica | Bond Ready-to-Use Primary Antibody DOG-1 (K9) : PA0219 | 27900 | 20% | Galen-Fokus d.o.o. | 105-9/24 | 14.10.2024 | 14.10.2025
Reagensi, izuzev za transfuziju | 404-1-110/24-44 | 287 | Laboratorijski reagensi za aparat DAKO Autostainer Link 48 | 80 | Dystrophin A | RGN216812 | pakovanje | 1 ml | Leica | NCL-DYSA : DYSA | 48850 | 20% | Galen-Fokus d.o.o. | 105-9/24 | 14.10.2024 | 14.10.2025
Reagensi, izuzev za transfuziju | 404-1-110/24-44 | 287 | Laboratorijski reagensi za aparat DAKO Autostainer Link 48 | 81 | Dystrophin B | RGN216813 | pakovanje | 1 ml | Leica | NCL-DYSB : DYSB | 48850 | 20% | Galen-Fokus d.o.o. | 105-9/24 | 14.10.2024 | 14.10.2025
Reagensi, izuzev za transfuziju | 404-1-110/24-44 | 287 | Laboratorijski reagensi za aparat DAKO Autostainer Link 48 | 82 | E-Cadherin | RGN216814 | pakovanje | 12 ml | Dako/Agilent | Monoclonal Mouse Anti-Human E-Cadherin,Clone NCH-38 IR059 | 42000 | 20% | Galen-Fokus d.o.o. | 105-9/24 | 14.10.2024 | 14.10.2025
Reagensi, izuzev za transfuziju | 404-1-110/24-44 | 287 | Laboratorijski reagensi za aparat DAKO Autostainer Link 48 | 83 | Epithelial Membrane Antigen (EMA) | RGN216815 | pakovanje | 12 ml | Dako/Agilent | Monoclonal Mouse Anti-Human Epithelial Membrane Antigen, Clone E29 : IR629 | 42000 | 20% | Galen-Fokus d.o.o. | 105-9/24 | 14.10.2024 | 14.10.2025
Reagensi, izuzev za transfuziju | 404-1-110/24-44 | 287 | Laboratorijski reagensi za aparat DAKO Autostainer Link 48 | 84 | Epstein Barr Virus | RGN216816 | pakovanje | 12 ml | Dako/Agilent | Monoclonal Mouse Anti-Epstein-Barr Virus, LMP, Clone CS. 1-4 : IR753 | 42000 | 20% | Galen-Fokus d.o.o. | 105-9/24 | 14.10.2024 | 14.10.2025
Reagensi, izuzev za transfuziju | 404-1-110/24-44 | 287 | Laboratorijski reagensi za aparat DAKO Autostainer Link 48 | 85 | FLI1 | RGN216818 | pakovanje | 7 ml | Cell Marque | FLI-1 254M-18-RUO | 70840 | 20% | Galen-Fokus d.o.o. | 105-9/24 | 14.10.2024 | 14.10.2025
Reagensi, izuzev za transfuziju | 404-1-110/24-44 | 287 | Laboratorijski reagensi za aparat DAKO Autostainer Link 48 | 86 | Epithelial Antigen (EpCAM) | RGN216819 | pakovanje | 7 ml | Cell Marque | Ep-CAM7Epithelial Specific Antigen : 248M-98-RUO | 75670 | 20% | Galen-Fokus d.o.o. | 105-9/24 | 14.10.2024 | 14.10.2025
Reagensi, izuzev za transfuziju | 404-1-110/24-44 | 287 | Laboratorijski reagensi za aparat DAKO Autostainer Link 48 | 87 | Fascin | RGN216820 | pakovanje | 7 ml | Leica | Bond Ready-to-Use Primary Antibody Fascin (IM20) : PA0420 | 27900 | 20% | Galen-Fokus d.o.o. | 105-9/24 | 14.10.2024 | 14.10.2025
Reagensi, izuzev za transfuziju | 404-1-110/24-44 | 287 | Laboratorijski reagensi za aparat DAKO Autostainer Link 48 | 88 | FACTOR VIII | RGN216821 | pakovanje | 7 ml | Cell Marque | Factor VIII- Related Antigen : 250A-18-RUO | 38640 | 20% | Galen-Fokus d.o.o. | 105-9/24 | 14.10.2024 | 14.10.2025
Reagensi, izuzev za transfuziju | 404-1-110/24-44 | 287 | Laboratorijski reagensi za aparat DAKO Autostainer Link 48 | 89 | GATA3 | RGN216822 | pakovanje | 7 ml | Cell Marque | GATA 3 :390M-18-RUO | 54740 | 20% | Galen-Fokus d.o.o. | 105-9/24 | 14.10.2024 | 14.10.2025
Reagensi, izuzev za transfuziju | 404-1-110/24-44 | 287 | Laboratorijski reagensi za aparat DAKO Autostainer Link 48 | 90 | Gross Cystic Disease Fluid Protein -15 | RGN233653 | pakovanje | 12 ml | Dako/Agilent | Monoclonal Mouse Anti-Human Gross Cystic Disease Fluid Protein-15, Clone 23A3 : IR/GA077 | 42000 | 20% | Galen-Fokus d.o.o. | 105-9/24 | 14.10.2024 | 14.10.2025
Reagensi, izuzev za transfuziju | 404-1-110/24-44 | 287 | Laboratorijski reagensi za aparat DAKO Autostainer Link 48 | 91 | Glial Fibrilary Acidic Protein (GFAP) | RGN216824 | pakovanje | 12 ml | Dako/Agilent | Polyclonal Rabbit Anti-Glial Fibrillary Acidic Protein : IR524 | 42000 | 20% | Galen-Fokus d.o.o. | 105-9/24 | 14.10.2024 | 14.10.2025
Reagensi, izuzev za transfuziju | 404-1-110/24-44 | 287 | Laboratorijski reagensi za aparat DAKO Autostainer Link 48 | 92 | Granzym B | RGN216825 | pakovanje | 7 ml | Leica | Bond Ready-to-Use Primary Antibody Granzyme B (11F1) : PA0291 | 27900 | 20% | Galen-Fokus d.o.o. | 105-9/24 | 14.10.2024 | 14.10.2025
Reagensi, izuzev za transfuziju | 404-1-110/24-44 | 287 | Laboratorijski reagensi za aparat DAKO Autostainer Link 48 | 93 | GLUT-1 | RGN216826 | pakovanje | 7 ml | Cell Marque | GLUT1 : 355A-18-RUO | 42665 | 20% | Galen-Fokus d.o.o. | 105-9/24 | 14.10.2024 | 14.10.2025
Reagensi, izuzev za transfuziju | 404-1-110/24-44 | 287 | Laboratorijski reagensi za aparat DAKO Autostainer Link 48 | 94 | hCG | RGN216827 | pakovanje | 7 ml | Cell Marque | Hcg : 234A-18-RUO | 44200 | 20% | Galen-Fokus d.o.o. | 105-9/24 | 14.10.2024 | 14.10.2025
Reagensi, izuzev za transfuziju | 404-1-110/24-44 | 287 | Laboratorijski reagensi za aparat DAKO Autostainer Link 48 | 95 | Helicobacter Pylori | RGN216828 | pakovanje | 12 ml | Dako/Agilent | Polyclonal Rabbit Anti-Helicobacter Pylori : IR523 | 42000 | 20% | Galen-Fokus d.o.o. | 105-9/24 | 14.10.2024 | 14.10.2025
Reagensi, izuzev za transfuziju | 404-1-110/24-44 | 287 | Laboratorijski reagensi za aparat DAKO Autostainer Link 48 | 96 | Hepatocyte | RGN233654 | pakovanje | 12 ml | Dako/Agilent | Monoclonal Mouse Anti-Human Hepatocyte, Clone OCH1E5: IR/GA624 | 42000 | 20% | Galen-Fokus d.o.o. | 105-9/24 | 14.10.2024 | 14.10.2025
Reagensi, izuzev za transfuziju | 404-1-110/24-44 | 287 | Laboratorijski reagensi za aparat DAKO Autostainer Link 48 | 97 | Hercept test (HER2) | RGN216830 | pakovanje | 50 testova | Dako/Agilent | HerceptTest for Automated Link Platforms :SK001 | 320000 | 20% | Galen-Fokus d.o.o. | 105-9/24 | 14.10.2024 | 14.10.2025
Reagensi, izuzev za transfuziju | 404-1-110/24-44 | 287 | Laboratorijski reagensi za aparat DAKO Autostainer Link 48 | 98 | HER-2 - c-erb2 Oncoprotein (HER-2) | RGN216831 | pakovanje | 0,2 ml | Dako/Agilent | Polyclonal Rabbit Anti-Human c-erb-2 Oncoprotein : A0485 | 77050 | 20% | Galen-Fokus d.o.o. | 105-9/24 | 14.10.2024 | 14.10.2025
Reagensi, izuzev za transfuziju | 404-1-110/24-44 | 287 | Laboratorijski reagensi za aparat DAKO Autostainer Link 48 | 99 | Inhibin α | RGN216833 | pakovanje | 12 ml | Dako/Agilent | Monoclonal Mouse Anti-Human Inhibin α ,Clone R1 : IR058 | 42000 | 20% | Galen-Fokus d.o.o. | 105-9/24 | 14.10.2024 | 14.10.2025
Reagensi, izuzev za transfuziju | 404-1-110/24-44 | 287 | Laboratorijski reagensi za aparat DAKO Autostainer Link 48 | 100 | IMP 3 | RGN233655 | pakovanje | 7ml | Cell Marque | IMP3 : 433R-18-RUO | 67750 | 20% | Galen-Fokus d.o.o. | 105-9/24 | 14.10.2024 | 14.10.2025
Reagensi, izuzev za transfuziju | 404-1-110/24-44 | 287 | Laboratorijski reagensi za aparat DAKO Autostainer Link 48 | 101 | IgA | RGN233656 | pakovanje | 12 ml | Dako/Agilent | Polyclonal Rabbit Anti-Human IgA : IR/GA510 | 42000 | 20% | Galen-Fokus d.o.o. | 105-9/24 | 14.10.2024 | 14.10.2025
Reagensi, izuzev za transfuziju | 404-1-110/24-44 | 287 | Laboratorijski reagensi za aparat DAKO Autostainer Link 48 | 102 | IgD | RGN233657 | pakovanje | 12 ml | Dako/Agilent | Polyclonal Rabbit Anti-Human IgD : IR/GA517 | 42000 | 20% | Galen-Fokus d.o.o. | 105-9/24 | 14.10.2024 | 14.10.2025
Reagensi, izuzev za transfuziju | 404-1-110/24-44 | 287 | Laboratorijski reagensi za aparat DAKO Autostainer Link 48 | 103 | IgG | RGN233658 | pakovanje | 12 ml | Dako/Agilent | Polyclonal Rabbit Anti-Human IgG : IR/GA512 | 42000 | 20% | Galen-Fokus d.o.o. | 105-9/24 | 14.10.2024 | 14.10.2025
Reagensi, izuzev za transfuziju | 404-1-110/24-44 | 287 | Laboratorijski reagensi za aparat DAKO Autostainer Link 48 | 104 | IgM | RGN233659 | pakovanje | 12 ml | Dako/Agilent | Polyclonal Rabbit Anti-Human IgM : IR/GA513 | 42000 | 20% | Galen-Fokus d.o.o. | 105-9/24 | 14.10.2024 | 14.10.2025
Reagensi, izuzev za transfuziju | 404-1-110/24-44 | 287 | Laboratorijski reagensi za aparat DAKO Autostainer Link 48 | 105 | INI 1 | RGN216839 | pakovanje | 7 ml | Cell Marque | INI-1 : 272M-18-RUO | 88880 | 20% | Galen-Fokus d.o.o. | 105-9/24 | 14.10.2024 | 14.10.2025
Reagensi, izuzev za transfuziju | 404-1-110/24-44 | 287 | Laboratorijski reagensi za aparat DAKO Autostainer Link 48 | 106 | Kappa light chains | RGN216840 | pakovanje | 12 ml | Dako/Agilent | Polyclonal Rabbit Anti-Human Kappa Light Chains : IR506 | 42000 | 20% | Galen-Fokus d.o.o. | 105-9/24 | 14.10.2024 | 14.10.2025
Reagensi, izuzev za transfuziju | 404-1-110/24-44 | 287 | Laboratorijski reagensi za aparat DAKO Autostainer Link 48 | 107 | Ki-67 | RGN216841 | pakovanje | 12 ml | Dako/Agilent | Monoclonal Mouse Anti-Human Ki-67 Antigen, Clone MIB-1 : IR626 | 42000 | 20% | Galen-Fokus d.o.o. | 105-9/24 | 14.10.2024 | 14.10.2025
Reagensi, izuzev za transfuziju | 404-1-110/24-44 | 287 | Laboratorijski reagensi za aparat DAKO Autostainer Link 48 | 108 | Lambda light chains | RGN216842 | pakovanje | 12 ml | Dako/Agilent | Polyclonal Rabbit Anti-Human Lambda Light Chains : IR507 | 42000 | 20% | Galen-Fokus d.o.o. | 105-9/24 | 14.10.2024 | 14.10.2025
Reagensi, izuzev za transfuziju | 404-1-110/24-44 | 287 | Laboratorijski reagensi za aparat DAKO Autostainer Link 48 | 109 | Langerin | RGN216844 | pakovanje | 1 ml | Cell Marque | Langerin 392M-16-RUO | 98900 | 20% | Galen-Fokus d.o.o. | 105-9/24 | 14.10.2024 | 14.10.2025
Reagensi, izuzev za transfuziju | 404-1-110/24-44 | 287 | Laboratorijski reagensi za aparat DAKO Autostainer Link 48 | 110 | Leukaemia Hairy Cell | RGN216845 | pakovanje | 1 ml | Dako/Agilent | Monoclonal Mouse Anti-Human Leukemia, Hairy Cell, Clone DBA : M0880 | 98900 | 20% | Galen-Fokus d.o.o. | 105-9/24 | 14.10.2024 | 14.10.2025
Reagensi, izuzev za transfuziju | 404-1-110/24-44 | 287 | Laboratorijski reagensi za aparat DAKO Autostainer Link 48 | 111 | Mast Cell Tryptase | RGN216846 | pakovanje | 12 ml | Dako/Agilent | Monoclonal Mouse Anti-Human Mast Cell Tryptase, Clone AA1 : IR640 | 42000 | 20% | Galen-Fokus d.o.o. | 105-9/24 | 14.10.2024 | 14.10.2025
Reagensi, izuzev za transfuziju | 404-1-110/24-44 | 287 | Laboratorijski reagensi za aparat DAKO Autostainer Link 48 | 112 | Mammaglobin | RGN216847 | pakovanje | 12 ml | Dako/Agilent | Monoclonal Mouse Anti-Human Mammaglobin, Clone 304-1A5 :IR074 | 42000 | 20% | Galen-Fokus d.o.o. | 105-9/24 | 14.10.2024 | 14.10.2025
Reagensi, izuzev za transfuziju | 404-1-110/24-44 | 287 | Laboratorijski reagensi za aparat DAKO Autostainer Link 48 | 113 | LH | RGN216848 | pakovanje | 1 ml | Cell Marque | LH : 209A-16-RUO | 94300 | 20% | Galen-Fokus d.o.o. | 105-9/24 | 14.10.2024 | 14.10.2025
Reagensi, izuzev za transfuziju | 404-1-110/24-44 | 287 | Laboratorijski reagensi za aparat DAKO Autostainer Link 48 | 114 | Melan A | RGN216849 | pakovanje | 12 ml | Dako/Agilent | Monoclonal Mouse Anti-Human Melan-A ,Clone A103 : IR633 | 42000 | 20% | Galen-Fokus d.o.o. | 105-9/24 | 14.10.2024 | 14.10.2025
Reagensi, izuzev za transfuziju | 404-1-110/24-44 | 287 | Laboratorijski reagensi za aparat DAKO Autostainer Link 48 | 115 | MART1 | RGN216850 | pakovanje | 1 ml | Cell Marque | MART-1 (Melan A) : 281M-87-RUO | 14375 | 20% | Galen-Fokus d.o.o. | 105-9/24 | 14.10.2024 | 14.10.2025
Reagensi, izuzev za transfuziju | 404-1-110/24-44 | 287 | Laboratorijski reagensi za aparat DAKO Autostainer Link 48 | 116 | Melanosoma (HMB-45) | RGN216851 | pakovanje | 12 ml | Dako/Agilent | Monoclonal Mouse Anti-Human Melanosome, Clone HMB45 : IR052 | 42000 | 20% | Galen-Fokus d.o.o. | 105-9/24 | 14.10.2024 | 14.10.2025
Reagensi, izuzev za transfuziju | 404-1-110/24-44 | 287 | Laboratorijski reagensi za aparat DAKO Autostainer Link 48 | 117 | Mesotelial cell (HBME-1) | RGN241792 | pakovanje | 1 ml | Cell Marque | HBME-1 : 283M-16 | 98900 | 20% | Galen-Fokus d.o.o. | 105-9/24 | 14.10.2024 | 14.10.2025
Reagensi, izuzev za transfuziju | 404-1-110/24-44 | 287 | Laboratorijski reagensi za aparat DAKO Autostainer Link 48 | 118 | Mesothelin Ab-1 | RGN216853 | pakovanje | 7 ml | Leica | Bond Mesothelin (5B2) : PA0373 | 27900 | 20% | Galen-Fokus d.o.o. | 105-9/24 | 14.10.2024 | 14.10.2025
Reagensi, izuzev za transfuziju | 404-1-110/24-44 | 287 | Laboratorijski reagensi za aparat DAKO Autostainer Link 48 | 119 | Myeloperoxidase | RGN216854 | pakovanje | 12 ml | Dako/Agilent | Polyclonal Rabbit Anti-Human Myeloperoxidase : IR511 | 42000 | 20% | Galen-Fokus d.o.o. | 105-9/24 | 14.10.2024 | 14.10.2025
Reagensi, izuzev za transfuziju | 404-1-110/24-44 | 287 | Laboratorijski reagensi za aparat DAKO Autostainer Link 48 | 120 | Myogenin | RGN216855 | pakovanje | 12 ml | Dako/Agilent | Monoclonal Mouse Anti-Myogenin, Clone F5D : IR067 | 42000 | 20% | Galen-Fokus d.o.o. | 105-9/24 | 14.10.2024 | 14.10.2025
Reagensi, izuzev za transfuziju | 404-1-110/24-44 | 287 | Laboratorijski reagensi za aparat DAKO Autostainer Link 48 | 121 | MUM1 protein | RGN216856 | pakovanje | 12 ml | Dako/Agilent | Monoclonal Mouse Anti-Human MUM1 Protein Clone MUM1p : IR644 | 42000 | 20% | Galen-Fokus d.o.o. | 105-9/24 | 14.10.2024 | 14.10.2025
Reagensi, izuzev za transfuziju | 404-1-110/24-44 | 287 | Laboratorijski reagensi za aparat DAKO Autostainer Link 48 | 122 | MutL protein Homolog 1 | RGN216857 | pakovanje | 12 ml | Dako/Agilent | FLEX Monoclonal Mouse Anti-Human Mutl Protein Homolog 1 , Clone ES05, Ready-to-use : IR079 | 42000 | 20% | Galen-Fokus d.o.o. | 105-9/24 | 14.10.2024 | 14.10.2025
Reagensi, izuzev za transfuziju | 404-1-110/24-44 | 287 | Laboratorijski reagensi za aparat DAKO Autostainer Link 48 | 123 | MutS protein homolog 2 | RGN216858 | pakovanje | 12 ml | Dako/Agilent | FLEX Monoclonal Mouse Anti-Human MutS Protein Homolog 2, Clone FE11, Ready-to-use : IR085 | 42000 | 20% | Galen-Fokus d.o.o. | 105-9/24 | 14.10.2024 | 14.10.2025
Reagensi, izuzev za transfuziju | 404-1-110/24-44 | 287 | Laboratorijski reagensi za aparat DAKO Autostainer Link 48 | 124 | MutS protein homolog 6 | RGN216859 | pakovanje | 12 ml | Dako/Agilent | FLEX Monoclonal Rabbit Anti-Human MutS Protein Homolog 6, Clone EP49, Ready-to-Use : IR086 | 42000 | 20% | Galen-Fokus d.o.o. | 105-9/24 | 14.10.2024 | 14.10.2025
Reagensi, izuzev za transfuziju | 404-1-110/24-44 | 287 | Laboratorijski reagensi za aparat DAKO Autostainer Link 48 | 125 | Myo D1 | RGN216860 | pakovanje | 7 ml | Cell Marque | Myo D1 : 386R-18-RUO | 84940 | 20% | Galen-Fokus d.o.o. | 105-9/24 | 14.10.2024 | 14.10.2025
Reagensi, izuzev za transfuziju | 404-1-110/24-44 | 287 | Laboratorijski reagensi za aparat DAKO Autostainer Link 48 | 126 | MUC-2 | RGN216861 | pakovanje | 12 ml | Dako/Agilent | Monoclonal Mouse Anti-Human MUC2, CLONE CCP58 : IR658 | 42000 | 20% | Galen-Fokus d.o.o. | 105-9/24 | 14.10.2024 | 14.10.2025
Reagensi, izuzev za transfuziju | 404-1-110/24-44 | 287 | Laboratorijski reagensi za aparat DAKO Autostainer Link 48 | 127 | MUC5 | RGN216862 | pakovanje | 12 ml | Dako/Agilent | FLEX Monoclonal Mouse Anti-Human MUC5AC, Clone CLH2 ,Ready-to-Use : IR661 | 42000 | 20% | Galen-Fokus d.o.o. | 105-9/24 | 14.10.2024 | 14.10.2025
Reagensi, izuzev za transfuziju | 404-1-110/24-44 | 287 | Laboratorijski reagensi za aparat DAKO Autostainer Link 48 | 128 | MUC4 | RGN216863 | pakovanje | 7 ml | Cell Marque | MUC4 406M-18-RUO | 76890 | 20% | Galen-Fokus d.o.o. | 105-9/24 | 14.10.2024 | 14.10.2025
Reagensi, izuzev za transfuziju | 404-1-110/24-44 | 287 | Laboratorijski reagensi za aparat DAKO Autostainer Link 48 | 129 | Napsin A | RGN216864 | pakovanje | 1 ml | Leica | Novocastra Liquid Mouse Monoclonal Antibody Napsin A Tip: NCL-L-Napsin A : NCL-L-NAPSINA | 73050 | 20% | Galen-Fokus d.o.o. | 105-9/24 | 14.10.2024 | 14.10.2025
Reagensi, izuzev za transfuziju | 404-1-110/24-44 | 287 | Laboratorijski reagensi za aparat DAKO Autostainer Link 48 | 130 | Neurofilament protein | RGN233660 | pakovanje | 12 ml | Dako/Agilent | Monoclonal Mouse Anti-Human Neurofilament Protein, Clone 2F11 : IR/GA607 | 42000 | 20% | Galen-Fokus d.o.o. | 105-9/24 | 14.10.2024 | 14.10.2025
Reagensi, izuzev za transfuziju | 404-1-110/24-44 | 287 | Laboratorijski reagensi za aparat DAKO Autostainer Link 48 | 131 | Neuron Specific Enolase (NSE) | RGN216866 | pakovanje | 12 ml | Dako/Agilent | Monoclonal Mouse Anti-Human Neuron-Specific Enolase, Clone BBS/NC/VI/H14 : IR612 | 42000 | 20% | Galen-Fokus d.o.o. | 105-9/24 | 14.10.2024 | 14.10.2025
Reagensi, izuzev za transfuziju | 404-1-110/24-44 | 287 | Laboratorijski reagensi za aparat DAKO Autostainer Link 48 | 132 | OCT3/4 | RGN233661 | pakovanje | 7 ml | Leica | Bond OCT3/4 (N1NK): PA0193 | 63420 | 20% | Galen-Fokus d.o.o. | 105-9/24 | 14.10.2024 | 14.10.2025
Reagensi, izuzev za transfuziju | 404-1-110/24-44 | 287 | Laboratorijski reagensi za aparat DAKO Autostainer Link 48 | 133 | OLIG 2 | RGN216868 | pakovanje | 7 ml | Cell Marque | Olig2 : 387M-18-RUO | 81300 | 20% | Galen-Fokus d.o.o. | 105-9/24 | 14.10.2024 | 14.10.2025
Reagensi, izuzev za transfuziju | 404-1-110/24-44 | 287 | Laboratorijski reagensi za aparat DAKO Autostainer Link 48 | 134 | p57 | RGN233662 | pakovanje | 7ml | Cell Marque | p57 Kio2 : 457M-98-RUO | 66010 | 20% | Galen-Fokus d.o.o. | 105-9/24 | 14.10.2024 | 14.10.2025
Reagensi, izuzev za transfuziju | 404-1-110/24-44 | 287 | Laboratorijski reagensi za aparat DAKO Autostainer Link 48 | 135 | p53 protein | RGN216870 | pakovanje | 12 ml | Dako/Agilent | Monoclonal Mouse Anti-Human p53 Protein, Clone DO-7 : IR616 | 42000 | 20% | Galen-Fokus d.o.o. | 105-9/24 | 14.10.2024 | 14.10.2025
Reagensi, izuzev za transfuziju | 404-1-110/24-44 | 287 | Laboratorijski reagensi za aparat DAKO Autostainer Link 48 | 136 | p63 | RGN216871 | pakovanje | 12 ml | Dako/Agilent | Monoclonal Mouse Anti-Human p63 Protein, Clone DAK-p63 : IR662 | 42000 | 20% | Galen-Fokus d.o.o. | 105-9/24 | 14.10.2024 | 14.10.2025
Reagensi, izuzev za transfuziju | 404-1-110/24-44 | 287 | Laboratorijski reagensi za aparat DAKO Autostainer Link 48 | 137 | PAX8 | RGN216872 | pakovanje | 7 ml | Cell Marque | PAX-8 : 363M-18-RUO | 99100 | 20% | Galen-Fokus d.o.o. | 105-9/24 | 14.10.2024 | 14.10.2025
Reagensi, izuzev za transfuziju | 404-1-110/24-44 | 287 | Laboratorijski reagensi za aparat DAKO Autostainer Link 48 | 138 | PAX2 | RGN233663 | pakovanje | 7ml | Cell Marque | PAX-2 : 311R-18-RUO | 85550 | 20% | Galen-Fokus d.o.o. | 105-9/24 | 14.10.2024 | 14.10.2025
Reagensi, izuzev za transfuziju | 404-1-110/24-44 | 287 | Laboratorijski reagensi za aparat DAKO Autostainer Link 48 | 139 | PLAP | RGN216874 | pakovanje | 7 ml | Leica | Bond Ready-to-Use Primary Antibody Placental Alkaline Phosphatase (8A9) PA0161 | 27900 | 20% | Galen-Fokus d.o.o. | 105-9/24 | 14.10.2024 | 14.10.2025
Reagensi, izuzev za transfuziju | 404-1-110/24-44 | 287 | Laboratorijski reagensi za aparat DAKO Autostainer Link 48 | 140 | PGP 9.5 | RGN233664 | pakovanje | 7ml | Cell Marque | PGP 9.5 : 318A-18-RUO | 63595 | 20% | Galen-Fokus d.o.o. | 105-9/24 | 14.10.2024 | 14.10.2025
Reagensi, izuzev za transfuziju | 404-1-110/24-44 | 287 | Laboratorijski reagensi za aparat DAKO Autostainer Link 48 | 141 | Podoplanin (D2-40) | RGN216876 | pakovanje | 12 ml | Dako/Agilent | Monoclonal Mouse Anti-Human D2-40, Clone D2-40 : IR072 | 42000 | 20% | Galen-Fokus d.o.o. | 105-9/24 | 14.10.2024 | 14.10.2025
Reagensi, izuzev za transfuziju | 404-1-110/24-44 | 287 | Laboratorijski reagensi za aparat DAKO Autostainer Link 48 | 142 | Postmeiotic Segregation Increased 2 | RGN216877 | pakovanje | 12 ml | Dako/Agilent | FLEX Monoclonal Rabbit Anti-Human Postmeiotic Segregation Increased 2, Clone EP51, Ready-to-Use IR087 | 42000 | 20% | Galen-Fokus d.o.o. | 105-9/24 | 14.10.2024 | 14.10.2025
Reagensi, izuzev za transfuziju | 404-1-110/24-44 | 287 | Laboratorijski reagensi za aparat DAKO Autostainer Link 48 | 143 | Progesteron Receptor | RGN216878 | pakovanje | 12 ml | Dako/Agilent | Monoclonal Mouse Anti-Human Progesterone Receptor, Clone PgR636 : IR068 | 42000 | 20% | Galen-Fokus d.o.o. | 105-9/24 | 14.10.2024 | 14.10.2025
Reagensi, izuzev za transfuziju | 404-1-110/24-44 | 287 | Laboratorijski reagensi za aparat DAKO Autostainer Link 48 | 144 | Prostate Specific Antigen (PSA) | RGN216879 | pakovanje | 7 ml | Leica | Bond Ready-to-Use Primary Antibody Prostate Specific Antigen (35H9) : PA0431 | 27900 | 20% | Galen-Fokus d.o.o. | 105-9/24 | 14.10.2024 | 14.10.2025
Reagensi, izuzev za transfuziju | 404-1-110/24-44 | 287 | Laboratorijski reagensi za aparat DAKO Autostainer Link 48 | 145 | SATB2 | RGN241793 | pakovanje | 7ml | Cell Marque | SATB2 : 384R-18-RUO | 58100 | 20% | Galen-Fokus d.o.o. | 105-9/24 | 14.10.2024 | 14.10.2025
Reagensi, izuzev za transfuziju | 404-1-110/24-44 | 287 | Laboratorijski reagensi za aparat DAKO Autostainer Link 48 | 146 | Prostatic Acid Phosphatase (PSAP) | RGN241794 | pakovanje | 1 ml | Cell Marque | PSAP, Clone PASE/4LJ : 326M-16 | 98900 | 20% | Galen-Fokus d.o.o. | 105-9/24 | 14.10.2024 | 14.10.2025
Reagensi, izuzev za transfuziju | 404-1-110/24-44 | 287 | Laboratorijski reagensi za aparat DAKO Autostainer Link 48 | 147 | PTEN | RGN216882 | pakovanje | 0,2 ml | Dako/Agilent | Monoclonal Mouse Anti-Human PTEN, Clone 6H2.1 : M3627 | 44045 | 20% | Galen-Fokus d.o.o. | 105-9/24 | 14.10.2024 | 14.10.2025
Reagensi, izuzev za transfuziju | 404-1-110/24-44 | 287 | Laboratorijski reagensi za aparat DAKO Autostainer Link 48 | 148 | PSMA | RGN216883 | pakovanje | 12 ml | Dako/Agilent | FLEX Monoclonal MouseAnti-Human Prostate Specific Membrane Antigen, Clone 3E6, Ready-to-Use : IR089 | 42000 | 20% | Galen-Fokus d.o.o. | 105-9/24 | 14.10.2024 | 14.10.2025
Reagensi, izuzev za transfuziju | 404-1-110/24-44 | 287 | Laboratorijski reagensi za aparat DAKO Autostainer Link 48 | 149 | Renal Cell Carcinoma Marker | RGN233666 | pakovanje | 12 ml | Dako/Agilent | Monoclonal Mouse Anti-Human RenalCell Carcinoma Marker, Clone SPM314 : IR/GA075 | 42000 | 20% | Galen-Fokus d.o.o. | 105-9/24 | 14.10.2024 | 14.10.2025
Reagensi, izuzev za transfuziju | 404-1-110/24-44 | 287 | Laboratorijski reagensi za aparat DAKO Autostainer Link 48 | 150 | Tyrosinase | RGN216885 | pakovanje | 12 ml | Dako/Agilent | FLEX Monoclonal Mouse Anti-Human Tyrosinase, Clone T311, Ready-to-Use : IR061 | 42000 | 20% | Galen-Fokus d.o.o. | 105-9/24 | 14.10.2024 | 14.10.2025
Reagensi, izuzev za transfuziju | 404-1-110/24-44 | 287 | Laboratorijski reagensi za aparat DAKO Autostainer Link 48 | 151 | Thrombodulin | RGN241795 | pakovanje | 1 ml | Cell Marque | Thrombodulin, Clone 1009 : 339M-16 | 98900 | 20% | Galen-Fokus d.o.o. | 105-9/24 | 14.10.2024 | 14.10.2025
Reagensi, izuzev za transfuziju | 404-1-110/24-44 | 287 | Laboratorijski reagensi za aparat DAKO Autostainer Link 48 | 152 | TLE-1 | RGN241796 | pakovanje | 7ml | Cell Marque | TLE 1 : 401M-18-RUO | 92575 | 20% | Galen-Fokus d.o.o. | 105-9/24 | 14.10.2024 | 14.10.2025
Reagensi, izuzev za transfuziju | 404-1-110/24-44 | 287 | Laboratorijski reagensi za aparat DAKO Autostainer Link 48 | 153 | STAT6 | RGN216888 | pakovanje | 1 ml | Cell Marque | STAT6 : 426R-17-RUO | 24955 | 20% | Galen-Fokus d.o.o. | 105-9/24 | 14.10.2024 | 14.10.2025
Reagensi, izuzev za transfuziju | 404-1-110/24-44 | 287 | Laboratorijski reagensi za aparat DAKO Autostainer Link 48 | 154 | STAT6 | RGN216889 | pakovanje | 7 ml | Cell Marque | STAT6 : 426R-18-RUO | 70840 | 20% | Galen-Fokus d.o.o. | 105-9/24 | 14.10.2024 | 14.10.2025
Reagensi, izuzev za transfuziju | 404-1-110/24-44 | 287 | Laboratorijski reagensi za aparat DAKO Autostainer Link 48 | 155 | Terminal Deoxynucleotidyl Transferase (TdT) | RGN216890 | pakovanje | 12 ml | Dako/Agilent | Monoclonal Rabbit Anti-Human TdT, Clone EP266 : IR093 | 42000 | 20% | Galen-Fokus d.o.o. | 105-9/24 | 14.10.2024 | 14.10.2025
Reagensi, izuzev za transfuziju | 404-1-110/24-44 | 287 | Laboratorijski reagensi za aparat DAKO Autostainer Link 48 | 156 | Tyreoglobulin | RGN233668 | pakovanje | 12 ml | Dako/Agilent | Polyclonal Rabbit Anti-Human Thyreoglobulin IR/GA509 | 42000 | 20% | Galen-Fokus d.o.o. | 105-9/24 | 14.10.2024 | 14.10.2025
Reagensi, izuzev za transfuziju | 404-1-110/24-44 | 287 | Laboratorijski reagensi za aparat DAKO Autostainer Link 48 | 157 | SOX2 | RGN233669 | pakovanje | 7ml | Cell Marque | SOX-2 : 371R-28-RUO | 45885 | 20% | Galen-Fokus d.o.o. | 105-9/24 | 14.10.2024 | 14.10.2025
Reagensi, izuzev za transfuziju | 404-1-110/24-44 | 287 | Laboratorijski reagensi za aparat DAKO Autostainer Link 48 | 158 | S100 | RGN216893 | pakovanje | 12 ml | Dako/Agilent | Polyclonal Rabbit Anti-S100 :IR504 | 42000 | 20% | Galen-Fokus d.o.o. | 105-9/24 | 14.10.2024 | 14.10.2025
Reagensi, izuzev za transfuziju | 404-1-110/24-44 | 287 | Laboratorijski reagensi za aparat DAKO Autostainer Link 48 | 159 | Synaptophysin | RGN216894 | pakovanje | 12 ml | Dako/Agilent | Monoclonal Mouse Anti-Human Synaptophysin, Clone DAK-SYNAP : IR660 | 42000 | 20% | Galen-Fokus d.o.o. | 105-9/24 | 14.10.2024 | 14.10.2025
Reagensi, izuzev za transfuziju | 404-1-110/24-44 | 287 | Laboratorijski reagensi za aparat DAKO Autostainer Link 48 | 160 | SALL4 | RGN233670 | pakovanje | 7ml | Cell Marque | SALL4 : 385M-18-RUO | 52250 | 20% | Galen-Fokus d.o.o. | 105-9/24 | 14.10.2024 | 14.10.2025
Reagensi, izuzev za transfuziju | 404-1-110/24-44 | 287 | Laboratorijski reagensi za aparat DAKO Autostainer Link 48 | 161 | TSH | RGN233671 | pakovanje | 7ml | Cell Marque | TSH : 211A-18-RUO | 38850 | 20% | Galen-Fokus d.o.o. | 105-9/24 | 14.10.2024 | 14.10.2025
Reagensi, izuzev za transfuziju | 404-1-110/24-44 | 287 | Laboratorijski reagensi za aparat DAKO Autostainer Link 48 | 162 | Uroplakin III | RGN216897 | pakovanje | 7 ml | Cell Marque | Uroplakin III : 345R-18-RUO | 79050 | 20% | Galen-Fokus d.o.o. | 105-9/24 | 14.10.2024 | 14.10.2025
Reagensi, izuzev za transfuziju | 404-1-110/24-44 | 287 | Laboratorijski reagensi za aparat DAKO Autostainer Link 48 | 163 | Vimentin | RGN216898 | pakovanje | 12 ml | Dako/Agilent | Monoclonal Mouse Anti-Human Vimentin, Clone V9 : IR630 | 42000 | 20% | Galen-Fokus d.o.o. | 105-9/24 | 14.10.2024 | 14.10.2025
Reagensi, izuzev za transfuziju | 404-1-110/24-44 | 287 | Laboratorijski reagensi za aparat DAKO Autostainer Link 48 | 164 | Wilms' Tumor 1 (WT1)Protein | RGN216899 | pakovanje | 12 ml | Dako/Agilent | Monoclonal Mouse Anti-Human Wilms Tumor 1 Protein, Clone 6F-H2 :IR055 | 42000 | 20% | Galen-Fokus d.o.o. | 105-9/24 | 14.10.2024 | 14.10.2025
Reagensi, izuzev za transfuziju | 404-1-110/24-44 | 287 | Laboratorijski reagensi za aparat DAKO Autostainer Link 48 | 165 | Villin | RGN216900 | pakovanje | 12 ml | Dako/Agilent | FLEX Monoclonal MouseAnti-Villin, Clone 1D2C3, Ready-to-Use : IR076 | 42000 | 20% | Galen-Fokus d.o.o. | 105-9/24 | 14.10.2024 | 14.10.2025
Reagensi, izuzev za transfuziju | 404-1-110/24-44 | 287 | Laboratorijski reagensi za aparat DAKO Autostainer Link 48 | 166 | Somatostatin | RGN216901 | pakovanje | 7 ml | Cell Marque | Somatostatin : 332A-18-RUO | 48300 | 20% | Galen-Fokus d.o.o. | 105-9/24 | 14.10.2024 | 14.10.2025
Reagensi, izuzev za transfuziju | 404-1-110/24-44 | 287 | Laboratorijski reagensi za aparat DAKO Autostainer Link 48 | 167 | IgA FITC | RGN233672 | pakovanje | 2ml | Dako/Agilent | Polyclonal Rabbit Anti-Human IgA/FITC : F0204 | 55200 | 20% | Galen-Fokus d.o.o. | 105-9/24 | 14.10.2024 | 14.10.2025
Reagensi, izuzev za transfuziju | 404-1-110/24-44 | 287 | Laboratorijski reagensi za aparat DAKO Autostainer Link 48 | 168 | C3 FITC | RGN216903 | pakovanje | 2 ml | Dako/Agilent | Polyclonal Rabbit Anti-Human C3c Complement/FITC : F0201 | 98900 | 20% | Galen-Fokus d.o.o. | 105-9/24 | 14.10.2024 | 14.10.2025
Reagensi, izuzev za transfuziju | 404-1-110/24-44 | 287 | Laboratorijski reagensi za aparat DAKO Autostainer Link 48 | 169 | IgM FITC | RGN233673 | pakovanje | 2ml | Dako/Agilent | Polyclonal Rabbit Anti-Human IgM/FITC : F0203 | 55200 | 20% | Galen-Fokus d.o.o. | 105-9/24 | 14.10.2024 | 14.10.2025
Reagensi, izuzev za transfuziju | 404-1-110/24-44 | 287 | Laboratorijski reagensi za aparat DAKO Autostainer Link 48 | 170 | Fibrinogen | RGN216905 | pakovanje | 2 ml | Dako/Agilent | Polyclonal Rabbit Anti-Human Fibrinogen/FITC F0111 | 98900 | 20% | Galen-Fokus d.o.o. | 105-9/24 | 14.10.2024 | 14.10.2025
Reagensi, izuzev za transfuziju | 404-1-110/24-44 | 287 | Laboratorijski reagensi za aparat DAKO Autostainer Link 48 | 171 | Kit za vizuelizaciju EnVision FLEX, High pH, for Automated Link Platforms | RGN216906 | pakovanje | 500 testova | Dako/Agilent | En vision FLEX , High PH for Automated Link Platforms: K8000 | 300000 | 20% | Galen-Fokus d.o.o. | 105-9/24 | 14.10.2024 | 14.10.2025
Reagensi, izuzev za transfuziju | 404-1-110/24-44 | 287 | Laboratorijski reagensi za aparat DAKO Autostainer Link 48 | 172 | Rabbit Linker | RGN216907 | pakovanje | 40 ml | Dako/Agilent | EnVision FLEX + Rabbit (LINKER): K8009 | 32200 | 20% | Galen-Fokus d.o.o. | 105-9/24 | 14.10.2024 | 14.10.2025
Reagensi, izuzev za transfuziju | 404-1-110/24-44 | 287 | Laboratorijski reagensi za aparat DAKO Autostainer Link 48 | 173 | Mouse Linker | RGN216908 | pakovanje | 40 ml | Dako/Agilent | EnVision FLEX + Mouse (LINKER): K8021 | 25000 | 20% | Galen-Fokus d.o.o. | 105-9/24 | 14.10.2024 | 14.10.2025
Reagensi, izuzev za transfuziju | 404-1-110/24-44 | 287 | Laboratorijski reagensi za aparat DAKO Autostainer Link 48 | 174 | TRS Low pH | RGN216909 | pakovanje | 3 x 30 ml | Dako/Agilent | EnVision FLEX Target Retrieval Solution, Low pH (50x) (Link): K8005 | 56700 | 20% | Galen-Fokus d.o.o. | 105-9/24 | 14.10.2024 | 14.10.2025
Reagensi, izuzev za transfuziju | 404-1-110/24-44 | 287 | Laboratorijski reagensi za aparat DAKO Autostainer Link 48 | 175 | Antibody diluent | RGN216910 | pakovanje | 120 ml | Dako/Agilent | EnVision FLEX Antibody Diluent : K8006 | 24500 | 20% | Galen-Fokus d.o.o. | 105-9/24 | 14.10.2024 | 14.10.2025
Reagensi, izuzev za transfuziju | 404-1-110/24-44 | 287 | Laboratorijski reagensi za aparat DAKO Autostainer Link 48 | 176 | Semual Label kit | RGN216911 | pakovanje | 3000 | Dako/Agilent | Dako Seymour Large Flap Slide Label Kit : S3417 | 50000 | 20% | Galen-Fokus d.o.o. | 105-9/24 | 14.10.2024 | 14.10.2025
Reagensi, izuzev za transfuziju | 404-1-110/24-44 | 287 | Laboratorijski reagensi za aparat DAKO Autostainer Link 48 | 177 | User Fillable Reagent bottle | RGN216912 | pakovanje | 25 komada | Dako/Agilent | User Fillable Reagent bottle:SK201 | 27000 | 20% | Galen-Fokus d.o.o. | 105-9/24 | 14.10.2024 | 14.10.2025
Reagensi, izuzev za transfuziju | 404-1-110/24-44 | 287 | Laboratorijski reagensi za aparat DAKO Autostainer Link 48 | 178 | Hematoxilin | RGN216913 | pakovanje | 3 x 45 ml | Dako/Agilent | EnVision FLEX Hematoxylin (Automated Link Platforms): K8008 | 36000 | 20% | Galen-Fokus d.o.o. | 105-9/24 | 14.10.2024 | 14.10.2025
Reagensi, izuzev za transfuziju | 404-1-110/24-44 | 287 | Laboratorijski reagensi za aparat DAKO Autostainer Link 48 | 179 | DAB Away Cleanig agent | RGN216914 | pakovanje | 250 ml | Dako/Agilent | DAB Away: S1967 | 27000 | 20% | Galen-Fokus d.o.o. | 105-9/24 | 14.10.2024 | 14.10.2025
Reagensi, izuzev za transfuziju | 404-1-110/24-44 | 287 | Laboratorijski reagensi za aparat DAKO Autostainer Link 48 | 180 | Clear It Cleaning Reagent | RGN216915 | pakovanje | 3,8 l | Dako/Agilent | Clear-It Cleaning Solution: SL002 | 23000 | 20% | Galen-Fokus d.o.o. | 105-9/24 | 14.10.2024 | 14.10.2025
Reagensi, izuzev za transfuziju | 404-1-110/24-44 | 287 | Laboratorijski reagensi za aparat DAKO Autostainer Link 48 | 181 | TTF-1 (Thyroid Transcription Factor-1) | RGN216917 | pakovanje | 12 ml | Dako/Agilent | Monoclonal Mouse Anti-Thyrold Transciption Factor, Clone 8G7G3/1 : IR056 | 42000 | 20% | Galen-Fokus d.o.o. | 105-9/24 | 14.10.2024 | 14.10.2025
Reagensi, izuzev za transfuziju | 404-1-110/24-44 | 287 | Laboratorijski reagensi za aparat DAKO Autostainer Link 48 | 182 | Estrogen Receptor α (Clone EP1) | RGN233674 | pakovanje | 12 ml | Dako/Agilent | Monoclonal Mouse Anti-Human Estrogen Receptor Alpha : IR084 | 42000 | 20% | Galen-Fokus d.o.o. | 105-9/24 | 14.10.2024 | 14.10.2025
Reagensi, izuzev za transfuziju | 404-1-110/24-44 | 287 | Laboratorijski reagensi za aparat DAKO Autostainer Link 48 | 183 | IgG FITC | RGN216920 | pakovanje | 2 ml | Dako/Agilent | Polyclonal Rabbit Anti-Human IgG/FITC : F0202 | 55200 | 20% | Galen-Fokus d.o.o. | 105-9/24 | 14.10.2024 | 14.10.2025
Reagensi, izuzev za transfuziju | 404-1-110/24-44 | 287 | Laboratorijski reagensi za aparat DAKO Autostainer Link 48 | 184 | Cytokeratin 19 | RGN216921 | pakovanje | 12 ml | Dako/Agilent | Monoclonal Mouse Anti-Human Cytokeratin 19, Clone RCK108: IR615 | 42000 | 20% | Galen-Fokus d.o.o. | 105-9/24 | 14.10.2024 | 14.10.2025
Reagensi, izuzev za transfuziju | 404-1-110/24-44 | 287 | Laboratorijski reagensi za aparat DAKO Autostainer Link 48 | 185 | PD-L1 | RGN216922 | pakovanje | 0,2 ml | Dako/Agilent | Monoclonal Mouse Anti-Human PD-L1, Clone 22C3: M3653 | 90000 | 20% | Galen-Fokus d.o.o. | 105-9/24 | 14.10.2024 | 14.10.2025
Reagensi, izuzev za transfuziju | 404-1-110/24-44 | 287 | Laboratorijski reagensi za aparat DAKO Autostainer Link 48 | 186 | Rekovi za Autostainer Link 48 | RGN216923 | pakovanje | 4 komada | Dako/Agilent | Dako Autostainer Slide Racks: S3704 | 59800 | 20% | Galen-Fokus d.o.o. | 105-9/24 | 14.10.2024 | 14.10.2025
Reagensi, izuzev za transfuziju | 404-1-110/24-44 | 287 | Laboratorijski reagensi za aparat DAKO Autostainer Link 48 | 187 | Factor XIIIa | RGN216924 | pakovanje | 7 ml | Leica | Bond Ready-to-Use Primary Antibody Factor XIIIa: PA0449 | 27900 | 20% | Galen-Fokus d.o.o. | 105-9/24 | 14.10.2024 | 14.10.2025
Reagensi, izuzev za transfuziju | 404-1-110/24-44 | 287 | Laboratorijski reagensi za aparat DAKO Autostainer Link 48 | 188 | Galectin-3 | RGN216925 | pakovanje | 7 ml | Leica | Bond Ready-to-Use Primary Antibody Galectin-3: PA0238 | 27900 | 20% | Galen-Fokus d.o.o. | 105-9/24 | 14.10.2024 | 14.10.2025
Reagensi, izuzev za transfuziju | 404-1-110/24-44 | 287 | Laboratorijski reagensi za aparat DAKO Autostainer Link 48 | 189 | Calponin | RGN216926 | pakovanje | 7 ml | Leica | Bond Ready-to-Use Primary Antibody Calponin: PA0416 | 27900 | 20% | Galen-Fokus d.o.o. | 105-9/24 | 14.10.2024 | 14.10.2025
Reagensi, izuzev za transfuziju | 404-1-110/24-44 | 287 | Laboratorijski reagensi za aparat DAKO Autostainer Link 48 | 190 | Pax-5 | RGN216927 | pakovanje | 7 ml | Leica | Bond Ready-to-Use Primary Pax-5: PA0552 | 27900 | 20% | Galen-Fokus d.o.o. | 105-9/24 | 14.10.2024 | 14.10.2025
Reagensi, izuzev za transfuziju | 404-1-110/24-44 | 287 | Laboratorijski reagensi za aparat DAKO Autostainer Link 48 | 191 | CD25 | RGN216928 | pakovanje | 7 ml | Leica | Bond Ready-to-Use Primary Antibody CD25: PA0305 | 27900 | 20% | Galen-Fokus d.o.o. | 105-9/24 | 14.10.2024 | 14.10.2025
Reagensi, izuzev za transfuziju | 404-1-110/24-44 | 287 | Laboratorijski reagensi za aparat DAKO Autostainer Link 48 | 192 | Epitope Retrieval Solution, pH6 x10 | RGN216930 | pakovanje | 1 l | Leica | Epitope Retrieval Solution, pH6 x10: RE7113 | 24150 | 20% | Galen-Fokus d.o.o. | 105-9/24 | 14.10.2024 | 14.10.2025
Reagensi, izuzev za transfuziju | 404-1-110/24-44 | 287 | Laboratorijski reagensi za aparat DAKO Autostainer Link 48 | 193 | Epitope Retrieval Solution, pH8 x10 | RGN216931 | pakovanje | 1 l | Leica | Epitope Retrieval Solution, pH8 x10: RE7116 | 37950 | 20% | Galen-Fokus d.o.o. | 105-9/24 | 14.10.2024 | 14.10.2025
Reagensi, izuzev za transfuziju | 404-1-110/24-44 | 287 | Laboratorijski reagensi za aparat DAKO Autostainer Link 48 | 194 | Epitope Retrieval Solution, pH9 x10 | RGN216932 | pakovanje | 1 l | Leica | Epitope Retrieval Solution, pH9 x10: RE7119 | 24150 | 20% | Galen-Fokus d.o.o. | 105-9/24 | 14.10.2024 | 14.10.2025
Reagensi, izuzev za transfuziju | 404-1-110/24-44 | 287 | Laboratorijski reagensi za aparat DAKO Autostainer Link 48 | 195 | Liquid Blocker | RGN233675 | komad | 1 komad | BioOptica | A -Pap Pen: 11-100 (38005) | 12650 | 20% | Galen-Fokus d.o.o. | 105-9/24 | 14.10.2024 | 14.10.2025
Reagensi, izuzev za transfuziju | 404-1-110/24-44 | 287 | Laboratorijski reagensi za aparat DAKO Autostainer Link 48 | 196 | SOX-10 | RGN216934 | pakovanje | 7 ml | Cell Marque | Rabbit Monoclonal Primary Antibody SOX-10, Clone EP268: 383R-18-RUO | 71990 | 20% | Galen-Fokus d.o.o. | 105-9/24 | 14.10.2024 | 14.10.2025
Reagensi, izuzev za transfuziju | 404-1-110/24-44 | 287 | Laboratorijski reagensi za aparat DAKO Autostainer Link 48 | 197 | p16INK4A | RGN216935 | pakovanje | 7 ml | Cell Marque | Mouse Monoclonal Primary Antibody p16INK4A, Clone JC2: 416M-18-RUO | 66815 | 20% | Galen-Fokus d.o.o. | 105-9/24 | 14.10.2024 | 14.10.2025
Reagensi, izuzev za transfuziju | 404-1-110/24-44 | 287 | Laboratorijski reagensi za aparat DAKO Autostainer Link 48 | 198 | MDM2 | RGN216936 | pakovanje | 7 ml | Cell Marque | Mouse Monoclonal Primary Antibody MDM2, Clone IF2: 479M-98-RUO | 52325 | 20% | Galen-Fokus d.o.o. | 105-9/24 | 14.10.2024 | 14.10.2025
Reagensi, izuzev za transfuziju | 404-1-110/24-44 | 287 | Laboratorijski reagensi za aparat DAKO Autostainer Link 48 | 199 | CD13 | RGN216937 | pakovanje | 7 ml | Cell Marque | Rabbit Monoclonal Primary Antibody CD13, Clone EP117: 113R-28-RUO | 52325 | 20% | Galen-Fokus d.o.o. | 105-9/24 | 14.10.2024 | 14.10.2025
Reagensi, izuzev za transfuziju | 404-1-110/24-44 | 287 | Laboratorijski reagensi za aparat DAKO Autostainer Link 48 | 200 | CD71 | RGN233676 | pakovanje | 7ml | Cell Marque | Rabbit Monoclonal Primary Antibody CD71, Clone EP232: 171R-18-RUO | 60375 | 20% | Galen-Fokus d.o.o. | 105-9/24 | 14.10.2024 | 14.10.2025
Reagensi, izuzev za transfuziju | 404-1-110/24-44 | 287 | Laboratorijski reagensi za aparat DAKO Autostainer Link 48 | 201 | IgG4 | RGN216939 | pakovanje | 7 ml | Cell Marque | Rabbit Monoclonal Primary Antibody IgG4, Clone EP138: 367R-18-RUO | 41860 | 20% | Galen-Fokus d.o.o. | 105-9/24 | 14.10.2024 | 14.10.2025
Reagensi, izuzev za transfuziju | 404-1-110/24-44 | 287 | Laboratorijski reagensi za aparat DAKO Autostainer Link 48 | 202 | LEF1 | RGN233677 | pakovanje | 7ml | Cell Marque | Rabbit Monoclonal Primary Antibody LEF1, Clone EP310: 442R-18-RUO | 67160 | 20% | Galen-Fokus d.o.o. | 105-9/24 | 14.10.2024 | 14.10.2025
Reagensi, izuzev za transfuziju | 404-1-110/24-44 | 287 | Laboratorijski reagensi za aparat DAKO Autostainer Link 48 | 203 | MUC1 | RGN216941 | pakovanje | 7 ml | Cell Marque | Mouse Monoclonal Antibody MUC1, Clone MRQ-17: 290M-18-RUO | 49910 | 20% | Galen-Fokus d.o.o. | 105-9/24 | 14.10.2024 | 14.10.2025
Reagensi, izuzev za transfuziju | 404-1-110/24-44 | 287 | Laboratorijski reagensi za aparat DAKO Autostainer Link 48 | 204 | PD-1 | RGN216942 | pakovanje | 7 ml | Cell Marque | Rabbit Monoclonal Primary Antibody PD-1, Clone EP239: 315R-18-RUO | 46690 | 20% | Galen-Fokus d.o.o. | 105-9/24 | 14.10.2024 | 14.10.2025
Reagensi, izuzev za transfuziju | 404-1-110/24-44 | 287 | Laboratorijski reagensi za aparat DAKO Autostainer Link 48 | 205 | TRS High pH | RGN233678 | pakovanje | 3x30mL | Dako/Agilent | EnVision FLEX Target Retrieval Solution, High pH (50x) (Link): K8004 | 56700 | 20% | Galen-Fokus d.o.o. | 105-9/24 | 14.10.2024 | 14.10.2025
Reagensi, izuzev za transfuziju | 404-1-110/24-44 | 287 | Laboratorijski reagensi za aparat DAKO Autostainer Link 48 | 206 | Proteinase K | RGN233679 | pakovanje | 110 mL | Dako/Agilent | Proteinase K, Ready-to-Use: S3020 | 43000 | 20% | Galen-Fokus d.o.o. | 105-9/24 | 14.10.2024 | 14.10.2025
Reagensi, izuzev za transfuziju | 404-1-110/24-44 | 287 | Laboratorijski reagensi za aparat DAKO Autostainer Link 48 | 207 | PRAME | RGN233680 | pakovanje | 7 mL | Cell Marque | Mouse Monoclonal Antibody PRAME, Clone EP461, 484R-18 | 56900 | 20% | Galen-Fokus d.o.o. | 105-9/24 | 14.10.2024 | 14.10.2025
Reagensi, izuzev za transfuziju | 404-1-110/24-44 | 287 | Laboratorijski reagensi za aparat DAKO Autostainer Link 48 | 208 | Glypican-3 | RGN233681 | pakovanje | 7 mL | Cell Marque | Mouse Monoclonal Antibody Glypican-3, Clone 1G12, 261M-98 | 66180 | 20% | Galen-Fokus d.o.o. | 105-9/24 | 14.10.2024 | 14.10.2025
Reagensi, izuzev za transfuziju | 404-1-110/24-44 | 287 | Laboratorijski reagensi za aparat DAKO Autostainer Link 48 | 209 | Arginase-1 (EP261) | RGN233682 | pakovanje | 7 mL | Cell Marque | Rabbit Monoclonal Antibody Arginase-1, Clone EP261, 380R-28 | 40750 | 20% | Galen-Fokus d.o.o. | 105-9/24 | 14.10.2024 | 14.10.2025
Reagensi, izuzev za transfuziju | 404-1-110/24-44 | 287 | Laboratorijski reagensi za aparat DAKO Autostainer Link 48 | 210 | HHV-8 | RGN233683 | pakovanje | 7 mL | Cell Marque | Mouse Monoclonal Antibody HHV-8, Clone 13B10, 265M-18 | 55950 | 20% | Galen-Fokus d.o.o. | 105-9/24 | 14.10.2024 | 14.10.2025
Reagensi, izuzev za transfuziju | 404-1-110/24-44 | 287 | Laboratorijski reagensi za aparat DAKO Autostainer Link 48 | 211 | Lysozyme | RGN233684 | pakovanje | 7 mL | Cell Marque | Polyclonal Antibody Lysozyme, 278A-18 | 30360 | 20% | Galen-Fokus d.o.o. | 105-9/24 | 14.10.2024 | 14.10.2025
Reagensi, izuzev za transfuziju | 404-1-110/24-44 | 287 | Laboratorijski reagensi za aparat DAKO Autostainer Link 48 | 212 | p40 | RGN233685 | pakovanje | 7 mL | Cell Marque | Rabbit Monoclonal Antibody p40, Clone ZR8, 483R-18 | 46750 | 20% | Galen-Fokus d.o.o. | 105-9/24 | 14.10.2024 | 14.10.2025
Reagensi, izuzev za transfuziju | 404-1-110/24-44 | 287 | Laboratorijski reagensi za aparat DAKO Autostainer Link 48 | 213 | ATRX | RGN233686 | pakovanje | 7 mL | Cell Marque | Polyclonal Antibody ATRX 485A-18 | 57350 | 20% | Galen-Fokus d.o.o. | 105-9/24 | 14.10.2024 | 14.10.2025
Reagensi, izuzev za transfuziju | 404-1-110/24-44 | 287 | Laboratorijski reagensi za aparat DAKO Autostainer Link 48 | 214 | IDH-1 R132H | RGN233687 | pakovanje | 7 mL | Cell Marque | Rabbit Monoclonal Antibody IDH-1 R132H, Clone MRQ-67, 456R-38 | 85500 | 20% | Galen-Fokus d.o.o. | 105-9/24 | 14.10.2024 | 14.10.2025
Reagensi, izuzev za transfuziju | 404-1-110/24-44 | 287 | Laboratorijski reagensi za aparat DAKO Autostainer Link 48 | 215 | Claudin-4 (EP417) | RGN233688 | pakovanje | 7 mL | Cell Marque | Rabbit Monoclonal Antibody Claudin 4, Clone EP417, 468R-18 | 45770 | 20% | Galen-Fokus d.o.o. | 105-9/24 | 14.10.2024 | 14.10.2025
Reagensi, izuzev za transfuziju | 404-1-110/24-44 | 287 | Laboratorijski reagensi za aparat DAKO Autostainer Link 48 | 216 | AEC | RGN233689 | pakovanje | 200 ml | Cell Marque | AEC ready-to-use 958D-20 | 31050 | 20% | Galen-Fokus d.o.o. | 105-9/24 | 14.10.2024 | 14.10.2025
Reagensi, izuzev za transfuziju | 404-1-110/24-44 | 287 | Laboratorijski reagensi za aparat DAKO Autostainer Link 48 | 217 | SOX-11 (MRQ-58) | RGN233690 | pakovanje | 7 mL | Cell Marque | Mouse Monoclonal Antibody SOX-11, Clone MRQ-58, 382M-18 | 76900 | 20% | Galen-Fokus d.o.o. | 105-9/24 | 14.10.2024 | 14.10.2025
Reagensi, izuzev za transfuziju | 404-1-110/24-44 | 287 | Laboratorijski reagensi za aparat DAKO Autostainer Link 48 | 218 | Phosphohistone H3 | RGN233691 | pakovanje | 1ml | Cell Marque | Polyclonal Antibody Phosphohistone H3 (PHH3), 369A-18 | 34200 | 20% | Galen-Fokus d.o.o. | 105-9/24 | 14.10.2024 | 14.10.2025
Reagensi, izuzev za transfuziju | 404-1-110/24-44 | 287 | Laboratorijski reagensi za aparat DAKO Autostainer Link 48 | 219 | Ep-CAM/Epithelial Specific Antigen (MOC-31) | RGN233692 | pakovanje | 7 mL | Cell Marque | Mouse Monoclonal Antibody Ep-CAM, Clone MOC-31, 248M-18 | 72100 | 20% | Galen-Fokus d.o.o. | 105-9/24 | 14.10.2024 | 14.10.2025
Reagensi, izuzev za transfuziju | 404-1-110/24-44 | 289 | Laboratorijski reagensi za aparat LabVision Autosteiner 360 | 1 | Actin, Muscle Specific Ab-4 | RGN216989 | komad | 7 ml | Richard-Allan Scientific LLC; A subsidiary of Epredia | Actin, Muscle Specific RTU | 44700.5 | 20% | Labteh d.o.o. | 105-13/24 | 08.10.2024 | 08.10.2025
Reagensi, izuzev za transfuziju | 404-1-110/24-44 | 289 | Laboratorijski reagensi za aparat LabVision Autosteiner 360 | 2 | BCL-6 | RGN216990 | komad | 10 ml | BioGenex Laboratories, Inc. | Anti-BCL-6 | 101568 | 20% | Labteh d.o.o. | 105-13/24 | 08.10.2024 | 08.10.2025
Reagensi, izuzev za transfuziju | 404-1-110/24-44 | 289 | Laboratorijski reagensi za aparat LabVision Autosteiner 360 | 3 | Keratin, Pan Ab-1 | RGN216991 | komad | 12 ml | Richard-Allan Scientific LLC; A subsidiary of Epredia | Keratin, Pan RTU 12mL | 45097.25 | 20% | Labteh d.o.o. | 105-13/24 | 08.10.2024 | 08.10.2025
Reagensi, izuzev za transfuziju | 404-1-110/24-44 | 289 | Laboratorijski reagensi za aparat LabVision Autosteiner 360 | 4 | Actin, Skeletal Muscle | RGN216992 | komad | 7 ml | Richard-Allan Scientific LLC; A subsidiary of Epredia | Actin, Skeletal Muscle 7mL | 31475.5 | 20% | Labteh d.o.o. | 105-13/24 | 08.10.2024 | 08.10.2025
Reagensi, izuzev za transfuziju | 404-1-110/24-44 | 289 | Laboratorijski reagensi za aparat LabVision Autosteiner 360 | 5 | CD105/Endoglin/TGF β 1/3 Receptor | RGN216993 | komad | 10 ml | BioGenex Laboratories, Inc. | Anti-CD105 (Endoglin) | 115057.5 | 20% | Labteh d.o.o. | 105-13/24 | 08.10.2024 | 08.10.2025
Reagensi, izuzev za transfuziju | 404-1-110/24-44 | 289 | Laboratorijski reagensi za aparat LabVision Autosteiner 360 | 6 | Actin, Smooth Muscle | RGN216994 | komad | 12 ml | Richard-Allan Scientific LLC; A subsidiary of Epredia | Actin, Smooth Muscle [1A4] RTU | 45097.25 | 20% | Labteh d.o.o. | 105-13/24 | 08.10.2024 | 08.10.2025
Reagensi, izuzev za transfuziju | 404-1-110/24-44 | 289 | Laboratorijski reagensi za aparat LabVision Autosteiner 360 | 7 | CD25/IL-2Rα Ab-1 | RGN216995 | komad | koncentrovano, 0,5ml | Richard-Allan Scientific LLC; A subsidiary of Epredia | CD25 / IL-2Ralpha 0.5mL | 60306 | 20% | Labteh d.o.o. | 105-13/24 | 08.10.2024 | 08.10.2025
Reagensi, izuzev za transfuziju | 404-1-110/24-44 | 289 | Laboratorijski reagensi za aparat LabVision Autosteiner 360 | 8 | Adrenocorticotrophic Hormone (ACTH) Ab-1 | RGN216996 | komad | 7 ml | Richard-Allan Scientific LLC; A subsidiary of Epredia | Adrenocorticotrophic Hormone (ACTH) Ab-1 | 31872.25 | 20% | Labteh d.o.o. | 105-13/24 | 08.10.2024 | 08.10.2025
Reagensi, izuzev za transfuziju | 404-1-110/24-44 | 289 | Laboratorijski reagensi za aparat LabVision Autosteiner 360 | 9 | CD43 / T-Cell Marker Ab-1 | RGN216997 | komad | 10 ml | BioGenex Laboratories, Inc. | Anti-CD43 (T Cell, Leukosialin) | 51445.25 | 20% | Labteh d.o.o. | 105-13/24 | 08.10.2024 | 08.10.2025
Reagensi, izuzev za transfuziju | 404-1-110/24-44 | 289 | Laboratorijski reagensi za aparat LabVision Autosteiner 360 | 10 | ALK (Anaplastic Lymphoma Kinase)/p8 | RGN216998 | komad | 7 ml | Richard-Allan Scientific LLC; A subsidiary of Epredia | ALK (Anaplastic Lymphoma Kina | 85433.5 | 20% | Labteh d.o.o. | 105-13/24 | 08.10.2024 | 08.10.2025
Reagensi, izuzev za transfuziju | 404-1-110/24-44 | 289 | Laboratorijski reagensi za aparat LabVision Autosteiner 360 | 11 | CD8 | RGN216999 | komad | 7 ml | Richard-Allan Scientific LLC; A subsidiary of Epredia | CD8 7mL | 62025.25 | 20% | Labteh d.o.o. | 105-13/24 | 08.10.2024 | 08.10.2025
Reagensi, izuzev za transfuziju | 404-1-110/24-44 | 289 | Laboratorijski reagensi za aparat LabVision Autosteiner 360 | 12 | Amyloid A Component | RGN217000 | komad | koncentrovano, 1 ml | Richard-Allan Scientific LLC; A subsidiary of Epredia | Amyloid A Component | 68770 | 20% | Labteh d.o.o. | 105-13/24 | 08.10.2024 | 08.10.2025
Reagensi, izuzev za transfuziju | 404-1-110/24-44 | 289 | Laboratorijski reagensi za aparat LabVision Autosteiner 360 | 13 | D2-4 | RGN217001 | komad | 7 ml | Richard-Allan Scientific LLC; A subsidiary of Epredia | D2-4 [D2-4] RTU 7mL | 65067 | 20% | Labteh d.o.o. | 105-13/24 | 08.10.2024 | 08.10.2025
Reagensi, izuzev za transfuziju | 404-1-110/24-44 | 289 | Laboratorijski reagensi za aparat LabVision Autosteiner 360 | 14 | Amyloid A4 / Amyloid Beta | RGN217002 | komad | 7 ml | Richard-Allan Scientific LLC; A subsidiary of Epredia | Amyloid A4 / Amyloid Beta 7mL | 59512.5 | 20% | Labteh d.o.o. | 105-13/24 | 08.10.2024 | 08.10.2025
Reagensi, izuzev za transfuziju | 404-1-110/24-44 | 289 | Laboratorijski reagensi za aparat LabVision Autosteiner 360 | 15 | GCDFP-15 (Gross Cystic Disease Fluid Protein-15) | RGN217003 | komad | 7 ml | Richard-Allan Scientific LLC; A subsidiary of Epredia | GCDFP-15 (Gross Cystic Disease | 51445.25 | 20% | Labteh d.o.o. | 105-13/24 | 08.10.2024 | 08.10.2025
Reagensi, izuzev za transfuziju | 404-1-110/24-44 | 289 | Laboratorijski reagensi za aparat LabVision Autosteiner 360 | 16 | Androgen Receptor | RGN217004 | komad | 6 ml | BioGenex Laboratories, Inc. | Anti-Androgen Receptor | 74192.25 | 20% | Labteh d.o.o. | 105-13/24 | 08.10.2024 | 08.10.2025
Reagensi, izuzev za transfuziju | 404-1-110/24-44 | 289 | Laboratorijski reagensi za aparat LabVision Autosteiner 360 | 17 | IgA (alpha-Heavy Chain) Ab-2 | RGN217005 | komad | koncentrovano, 0,5 ml | Richard-Allan Scientific LLC; A subsidiary of Epredia | IgA (alpha-Heavy Chain) | 37955.75 | 20% | Labteh d.o.o. | 105-13/24 | 08.10.2024 | 08.10.2025
Reagensi, izuzev za transfuziju | 404-1-110/24-44 | 289 | Laboratorijski reagensi za aparat LabVision Autosteiner 360 | 18 | BCL-2alpha | RGN217006 | komad | 12 ml | Richard-Allan Scientific LLC; A subsidiary of Epredia | BCL-2alpha RTU 12mL | 44700.5 | 20% | Labteh d.o.o. | 105-13/24 | 08.10.2024 | 08.10.2025
Reagensi, izuzev za transfuziju | 404-1-110/24-44 | 289 | Laboratorijski reagensi za aparat LabVision Autosteiner 360 | 19 | Keratin 2 Ab-1 | RGN217007 | komad | 12 ml | Richard-Allan Scientific LLC; A subsidiary of Epredia | Keratin 2 RTU 12mL | 61496.25 | 20% | Labteh d.o.o. | 105-13/24 | 08.10.2024 | 08.10.2025
Reagensi, izuzev za transfuziju | 404-1-110/24-44 | 289 | Laboratorijski reagensi za aparat LabVision Autosteiner 360 | 20 | Beta-catenin | RGN217008 | komad | 10 ml | BioGenex Laboratories, Inc. | Anti-Beta-Catenin | 90459 | 20% | Labteh d.o.o. | 105-13/24 | 08.10.2024 | 08.10.2025
Reagensi, izuzev za transfuziju | 404-1-110/24-44 | 289 | Laboratorijski reagensi za aparat LabVision Autosteiner 360 | 21 | Ki-67 | RGN217009 | komad | 12 ml | Richard-Allan Scientific LLC; A subsidiary of Epredia | Ki-67 [SP6] RTU 12mL | 146268.5 | 20% | Labteh d.o.o. | 105-13/24 | 08.10.2024 | 08.10.2025
Reagensi, izuzev za transfuziju | 404-1-110/24-44 | 289 | Laboratorijski reagensi za aparat LabVision Autosteiner 360 | 22 | Melanoma (gp1) | RGN217010 | komad | 7 ml | Richard-Allan Scientific LLC; A subsidiary of Epredia | Melanoma (gp1) 7mL | 59909.25 | 20% | Labteh d.o.o. | 105-13/24 | 08.10.2024 | 08.10.2025
Reagensi, izuzev za transfuziju | 404-1-110/24-44 | 289 | Laboratorijski reagensi za aparat LabVision Autosteiner 360 | 23 | CA19-9/Sialyl Lewis (GI Tumor Marker) | RGN217011 | komad | 7 ml | Richard-Allan Scientific LLC; A subsidiary of Epredia | CA19-9 Sialyl Lewis a GI T | 37294.5 | 20% | Labteh d.o.o. | 105-13/24 | 08.10.2024 | 08.10.2025
Reagensi, izuzev za transfuziju | 404-1-110/24-44 | 289 | Laboratorijski reagensi za aparat LabVision Autosteiner 360 | 24 | Lambda Light Chain | RGN217012 | komad | koncentrovano, 1 ml | Richard-Allan Scientific LLC; A subsidiary of Epredia | Lambda Light Chain | 65463.75 | 20% | Labteh d.o.o. | 105-13/24 | 08.10.2024 | 08.10.2025
Reagensi, izuzev za transfuziju | 404-1-110/24-44 | 289 | Laboratorijski reagensi za aparat LabVision Autosteiner 360 | 25 | Mucin 2 (MUC-2) | RGN217013 | komad | 10 ml | BioGenex Laboratories, Inc. | Anti-Mucin 2 (MUC2) | 70092.5 | 20% | Labteh d.o.o. | 105-13/24 | 08.10.2024 | 08.10.2025
Reagensi, izuzev za transfuziju | 404-1-110/24-44 | 289 | Laboratorijski reagensi za aparat LabVision Autosteiner 360 | 26 | Cadherin E | RGN217014 | komad | 7 ml | Richard-Allan Scientific LLC; A subsidiary of Epredia | E-Cadherin 7mL | 91517 | 20% | Labteh d.o.o. | 105-13/24 | 08.10.2024 | 08.10.2025
Reagensi, izuzev za transfuziju | 404-1-110/24-44 | 289 | Laboratorijski reagensi za aparat LabVision Autosteiner 360 | 27 | Lambda Light Chain Ab-2 | RGN217015 | komad | 10 ml | BioGenex Laboratories, Inc. | Anti-Lambda Light Chain | 112412.5 | 20% | Labteh d.o.o. | 105-13/24 | 08.10.2024 | 08.10.2025
Reagensi, izuzev za transfuziju | 404-1-110/24-44 | 289 | Laboratorijski reagensi za aparat LabVision Autosteiner 360 | 28 | p53 | RGN233694 | komad | 7 ml | Richard-Allan Scientific LLC; A subsidiary of Epredia | p53 [SP5] 7mL | 61628.5 | 20% | Labteh d.o.o. | 105-13/24 | 08.10.2024 | 08.10.2025
Reagensi, izuzev za transfuziju | 404-1-110/24-44 | 289 | Laboratorijski reagensi za aparat LabVision Autosteiner 360 | 29 | Caldesmon, HMW | RGN217017 | komad | 7 ml | Richard-Allan Scientific LLC; A subsidiary of Epredia | Caldesmon, HMW RTU 7mL | 40204 | 20% | Labteh d.o.o. | 105-13/24 | 08.10.2024 | 08.10.2025
Reagensi, izuzev za transfuziju | 404-1-110/24-44 | 289 | Laboratorijski reagensi za aparat LabVision Autosteiner 360 | 30 | Laminin Receptor Ab-1 | RGN217018 | komad | 7 ml | Richard-Allan Scientific LLC; A subsidiary of Epredia | Laminin Receptor 7mL | 59512.5 | 20% | Labteh d.o.o. | 105-13/24 | 08.10.2024 | 08.10.2025
Reagensi, izuzev za transfuziju | 404-1-110/24-44 | 289 | Laboratorijski reagensi za aparat LabVision Autosteiner 360 | 31 | PSA [EP1588Y] | RGN217019 | komad | 12 ml | Richard-Allan Scientific LLC; A subsidiary of Epredia | PSA [EP1588Y] RTU 12mL | 63480 | 20% | Labteh d.o.o. | 105-13/24 | 08.10.2024 | 08.10.2025
Reagensi, izuzev za transfuziju | 404-1-110/24-44 | 289 | Laboratorijski reagensi za aparat LabVision Autosteiner 360 | 32 | Calponin | RGN217020 | komad | 7 ml | Richard-Allan Scientific LLC; A subsidiary of Epredia | Calponin 7mL | 40204 | 20% | Labteh d.o.o. | 105-13/24 | 08.10.2024 | 08.10.2025
Reagensi, izuzev za transfuziju | 404-1-110/24-44 | 289 | Laboratorijski reagensi za aparat LabVision Autosteiner 360 | 33 | Anti-Luteinizing Hormone (LH) | RGN220944 | komad | 6ml | BioGenex Laboratories, Inc. | Anti-Luteinizing Hormone (LH) | 32798 | 20% | Labteh d.o.o. | 105-13/24 | 08.10.2024 | 08.10.2025
Reagensi, izuzev za transfuziju | 404-1-110/24-44 | 289 | Laboratorijski reagensi za aparat LabVision Autosteiner 360 | 34 | Tartrate Resistant Acid Phosphatase (TRAP) | RGN217022 | komad | koncentrovano, 0,5 ml | Richard-Allan Scientific LLC; A subsidiary of Epredia | Tartrate Resistant Acid Phosph | 56603 | 20% | Labteh d.o.o. | 105-13/24 | 08.10.2024 | 08.10.2025
Reagensi, izuzev za transfuziju | 404-1-110/24-44 | 289 | Laboratorijski reagensi za aparat LabVision Autosteiner 360 | 35 | Calponin Ab-1 | RGN217023 | komad | 7 ml | Richard-Allan Scientific LLC; A subsidiary of Epredia | Calponin 7mL | 40204 | 20% | Labteh d.o.o. | 105-13/24 | 08.10.2024 | 08.10.2025
Reagensi, izuzev za transfuziju | 404-1-110/24-44 | 289 | Laboratorijski reagensi za aparat LabVision Autosteiner 360 | 36 | Lysozyme/Muramidase Ab-1 | RGN217024 | komad | koncentrovano, 0,5 ml | Richard-Allan Scientific LLC; A subsidiary of Epredia | Lysozyme / Muramidase | 35178.5 | 20% | Labteh d.o.o. | 105-13/24 | 08.10.2024 | 08.10.2025
Reagensi, izuzev za transfuziju | 404-1-110/24-44 | 289 | Laboratorijski reagensi za aparat LabVision Autosteiner 360 | 37 | Vascular Endothelial Growth Factor (VEGF) | RGN217025 | komad | koncentrovano, 1 ml | Richard-Allan Scientific LLC; A subsidiary of Epredia | Vascular Endothelial Growth | 115718.75 | 20% | Labteh d.o.o. | 105-13/24 | 08.10.2024 | 08.10.2025
Reagensi, izuzev za transfuziju | 404-1-110/24-44 | 289 | Laboratorijski reagensi za aparat LabVision Autosteiner 360 | 38 | Calretinin | RGN217026 | komad | koncentrovano, 0.1ml | Richard-Allan Scientific LLC; A subsidiary of Epredia | Calretinin [SP13] 0.1mL | 32136.75 | 20% | Labteh d.o.o. | 105-13/24 | 08.10.2024 | 08.10.2025
Reagensi, izuzev za transfuziju | 404-1-110/24-44 | 289 | Laboratorijski reagensi za aparat LabVision Autosteiner 360 | 39 | Mammaglobin | RGN217027 | komad | 7 ml | Richard-Allan Scientific LLC; A subsidiary of Epredia | Mammaglobin [34-1A5] RTU 7mL | 49858.25 | 20% | Labteh d.o.o. | 105-13/24 | 08.10.2024 | 08.10.2025
Reagensi, izuzev za transfuziju | 404-1-110/24-44 | 289 | Laboratorijski reagensi za aparat LabVision Autosteiner 360 | 40 | DEWAX AND HIER BUFFER H | RGN217028 | komad | 1000 ml | Richard-Allan Scientific LLC; A subsidiary of Epredia | Dewax and HIER Buffer H | 70886 | 20% | Labteh d.o.o. | 105-13/24 | 08.10.2024 | 08.10.2025
Reagensi, izuzev za transfuziju | 404-1-110/24-44 | 289 | Laboratorijski reagensi za aparat LabVision Autosteiner 360 | 41 | CD117 / c-Kit / SCF-Receptor | RGN217029 | komad | 12 ml | Richard-Allan Scientific LLC; A subsidiary of Epredia | CD117 / c-Kit / SCF-Receptor | 73266.5 | 20% | Labteh d.o.o. | 105-13/24 | 08.10.2024 | 08.10.2025
Reagensi, izuzev za transfuziju | 404-1-110/24-44 | 289 | Laboratorijski reagensi za aparat LabVision Autosteiner 360 | 42 | MART-1 / Melan-A (Melanoma Marker) Ab-4 | RGN217030 | komad | 12 ml | Richard-Allan Scientific LLC; A subsidiary of Epredia | MART-1 / Melan-A RTU 12mL | 61496.25 | 20% | Labteh d.o.o. | 105-13/24 | 08.10.2024 | 08.10.2025
Reagensi, izuzev za transfuziju | 404-1-110/24-44 | 289 | Laboratorijski reagensi za aparat LabVision Autosteiner 360 | 43 | CD10/CALLA (Neutral Endopeptid | RGN217031 | komad | 12 ml | Richard-Allan Scientific LLC; A subsidiary of Epredia | CD1/CALLA (Neutral Endopeptid | 98394 | 20% | Labteh d.o.o. | 105-13/24 | 08.10.2024 | 08.10.2025
Reagensi, izuzev za transfuziju | 404-1-110/24-44 | 289 | Laboratorijski reagensi za aparat LabVision Autosteiner 360 | 44 | Mast Cell Tryptase | RGN217032 | komad | 7 ml | Richard-Allan Scientific LLC; A subsidiary of Epredia | Mast Cell Tryptase 7mL | 60173.75 | 20% | Labteh d.o.o. | 105-13/24 | 08.10.2024 | 08.10.2025
Reagensi, izuzev za transfuziju | 404-1-110/24-44 | 289 | Laboratorijski reagensi za aparat LabVision Autosteiner 360 | 45 | CD138 Ab-2 | RGN217033 | komad | 12 ml | Richard-Allan Scientific LLC; A subsidiary of Epredia | CD138 RTU 12mL | 60835 | 20% | Labteh d.o.o. | 105-13/24 | 08.10.2024 | 08.10.2025
Reagensi, izuzev za transfuziju | 404-1-110/24-44 | 289 | Laboratorijski reagensi za aparat LabVision Autosteiner 360 | 46 | CD141/Thrombomodulin Ab-1 | RGN217034 | komad | 7 ml | Richard-Allan Scientific LLC; A subsidiary of Epredia | CD141 / Thrombomodulin RTU 7mL | 63083.25 | 20% | Labteh d.o.o. | 105-13/24 | 08.10.2024 | 08.10.2025
Reagensi, izuzev za transfuziju | 404-1-110/24-44 | 289 | Laboratorijski reagensi za aparat LabVision Autosteiner 360 | 47 | CD15 Ab-3 | RGN217035 | komad | 12 ml | Richard-Allan Scientific LLC; A subsidiary of Epredia | CD15 RTU 12mL | 60835 | 20% | Labteh d.o.o. | 105-13/24 | 08.10.2024 | 08.10.2025
Reagensi, izuzev za transfuziju | 404-1-110/24-44 | 289 | Laboratorijski reagensi za aparat LabVision Autosteiner 360 | 48 | CD163 Ab-1 | RGN217036 | komad | 7 ml | Richard-Allan Scientific LLC; A subsidiary of Epredia | CD163 7mL | 62025.25 | 20% | Labteh d.o.o. | 105-13/24 | 08.10.2024 | 08.10.2025
Reagensi, izuzev za transfuziju | 404-1-110/24-44 | 289 | Laboratorijski reagensi za aparat LabVision Autosteiner 360 | 49 | CD1a Ab-5 | RGN217037 | komad | 7 ml | Richard-Allan Scientific LLC; A subsidiary of Epredia | CD1a 7mL | 56603 | 20% | Labteh d.o.o. | 105-13/24 | 08.10.2024 | 08.10.2025
Reagensi, izuzev za transfuziju | 404-1-110/24-44 | 289 | Laboratorijski reagensi za aparat LabVision Autosteiner 360 | 50 | CD2 (LFA-2) Ab-2 | RGN217038 | komad | 7 ml | Richard-Allan Scientific LLC; A subsidiary of Epredia | CD2 (LFA-2) 7mL | 70092.5 | 20% | Labteh d.o.o. | 105-13/24 | 08.10.2024 | 08.10.2025
Reagensi, izuzev za transfuziju | 404-1-110/24-44 | 289 | Laboratorijski reagensi za aparat LabVision Autosteiner 360 | 51 | CD20 Ab-1 | RGN217039 | komad | 12 ml | Richard-Allan Scientific LLC; A subsidiary of Epredia | CD20 RTU 12mL | 60835 | 20% | Labteh d.o.o. | 105-13/24 | 08.10.2024 | 08.10.2025
Reagensi, izuzev za transfuziju | 404-1-110/24-44 | 289 | Laboratorijski reagensi za aparat LabVision Autosteiner 360 | 52 | CD21 Ab-2 | RGN217040 | komad | 12 ml | Richard-Allan Scientific LLC; A subsidiary of Epredia | CD21 RTU 12mL | 97336 | 20% | Labteh d.o.o. | 105-13/24 | 08.10.2024 | 08.10.2025
Reagensi, izuzev za transfuziju | 404-1-110/24-44 | 289 | Laboratorijski reagensi za aparat LabVision Autosteiner 360 | 53 | CD23 | RGN217041 | komad | 7 ml | Richard-Allan Scientific LLC; A subsidiary of Epredia | CD23 [SP23] RTU | 115718.75 | 20% | Labteh d.o.o. | 105-13/24 | 08.10.2024 | 08.10.2025
Reagensi, izuzev za transfuziju | 404-1-110/24-44 | 289 | Laboratorijski reagensi za aparat LabVision Autosteiner 360 | 54 | CD3 (Early T-Cell Marker) | RGN217042 | komad | 12 ml | Richard-Allan Scientific LLC; A subsidiary of Epredia | CD3 (Early T Cell Marker) RTU | 115718.75 | 20% | Labteh d.o.o. | 105-13/24 | 08.10.2024 | 08.10.2025
Reagensi, izuzev za transfuziju | 404-1-110/24-44 | 289 | Laboratorijski reagensi za aparat LabVision Autosteiner 360 | 55 | CD30 (Reed-Sternberg Cell Marker) Ab-1 | RGN217043 | komad | 12 ml | Richard-Allan Scientific LLC; A subsidiary of Epredia | CD30 (Reed-Sternberg Cell Marker) Ab-1 | 45097.25 | 20% | Labteh d.o.o. | 105-13/24 | 08.10.2024 | 08.10.2025
Reagensi, izuzev za transfuziju | 404-1-110/24-44 | 289 | Laboratorijski reagensi za aparat LabVision Autosteiner 360 | 56 | CD31 / PECAM-1 (Endothelial Cell Marker) Ab-1 | RGN217044 | komad | 12 ml | Richard-Allan Scientific LLC; A subsidiary of Epredia | CD31 / PECAM-1 (Endothelial (Endothelial Cell Marker) Ab-1 | 56867.5 | 20% | Labteh d.o.o. | 105-13/24 | 08.10.2024 | 08.10.2025
Reagensi, izuzev za transfuziju | 404-1-110/24-44 | 289 | Laboratorijski reagensi za aparat LabVision Autosteiner 360 | 57 | CD31/PECAM-1 (Endothelial Cell Marker) Ab-1 | RGN217045 | komad | 12 ml | Richard-Allan Scientific LLC; A subsidiary of Epredia | CD31 / PECAM-1 (Endothelial Cell Marker) Ab-1 | 56867.5 | 20% | Labteh d.o.o. | 105-13/24 | 08.10.2024 | 08.10.2025
Reagensi, izuzev za transfuziju | 404-1-110/24-44 | 289 | Laboratorijski reagensi za aparat LabVision Autosteiner 360 | 58 | CD34 (Endothelial Cell Marker) | RGN217046 | komad | 12 ml | Richard-Allan Scientific LLC; A subsidiary of Epredia | CD34 [QBEnd/1] RTU 12mL | 53561.25 | 20% | Labteh d.o.o. | 105-13/24 | 08.10.2024 | 08.10.2025
Reagensi, izuzev za transfuziju | 404-1-110/24-44 | 289 | Laboratorijski reagensi za aparat LabVision Autosteiner 360 | 59 | CD35/CR1 (Follicular Dendritic Cell Marker) | RGN217047 | komad | 1 ml | BioGenex Laboratories, Inc. | CD35 / CR1 (Follicular Dendritic Cell Marker) | 79879 | 20% | Labteh d.o.o. | 105-13/24 | 08.10.2024 | 08.10.2025
Reagensi, izuzev za transfuziju | 404-1-110/24-44 | 289 | Laboratorijski reagensi za aparat LabVision Autosteiner 360 | 60 | CD38 | RGN217048 | komad | 7 ml | Richard-Allan Scientific LLC; A subsidiary of Epredia | CD38 7mL | 59380.25 | 20% | Labteh d.o.o. | 105-13/24 | 08.10.2024 | 08.10.2025
Reagensi, izuzev za transfuziju | 404-1-110/24-44 | 289 | Laboratorijski reagensi za aparat LabVision Autosteiner 360 | 61 | CD4 Ab-8 | RGN217049 | komad | 12 ml | Richard-Allan Scientific LLC; A subsidiary of Epredia | CD4 RTU 12mL | 121537.75 | 20% | Labteh d.o.o. | 105-13/24 | 08.10.2024 | 08.10.2025
Reagensi, izuzev za transfuziju | 404-1-110/24-44 | 289 | Laboratorijski reagensi za aparat LabVision Autosteiner 360 | 62 | CD43 / T-Cell Marker | RGN217050 | komad | 6 ml | BioGenex Laboratories, Inc. | Anti-CD43 (T Cell, Leukosialin) | 38220.25 | 20% | Labteh d.o.o. | 105-13/24 | 08.10.2024 | 08.10.2025
Reagensi, izuzev za transfuziju | 404-1-110/24-44 | 289 | Laboratorijski reagensi za aparat LabVision Autosteiner 360 | 63 | CD45 / T2 / LCA | RGN217051 | komad | 12 ml | Richard-Allan Scientific LLC; A subsidiary of Epredia | CD45 / T2 / LCA RTU 12mL | 45097.25 | 20% | Labteh d.o.o. | 105-13/24 | 08.10.2024 | 08.10.2025
Reagensi, izuzev za transfuziju | 404-1-110/24-44 | 289 | Laboratorijski reagensi za aparat LabVision Autosteiner 360 | 64 | CD45RO | RGN217052 | komad | koncentrovano, 0,5 ml | Richard-Allan Scientific LLC; A subsidiary of Epredia | CD45RO (T-Cell Marker) | 29888.5 | 20% | Labteh d.o.o. | 105-13/24 | 08.10.2024 | 08.10.2025
Reagensi, izuzev za transfuziju | 404-1-110/24-44 | 289 | Laboratorijski reagensi za aparat LabVision Autosteiner 360 | 65 | CD45RO (T-Cell Marker) | RGN217053 | komad | 10 ml | BioGenex Laboratories, Inc. | Anti-CD45RO (T Cell) | 45097.25 | 20% | Labteh d.o.o. | 105-13/24 | 08.10.2024 | 08.10.2025
Reagensi, izuzev za transfuziju | 404-1-110/24-44 | 289 | Laboratorijski reagensi za aparat LabVision Autosteiner 360 | 66 | CD5 | RGN217054 | komad | 0.1ml | Richard-Allan Scientific LLC; A subsidiary of Epredia | CD5 [SP19] 0.1mL | 32269 | 20% | Labteh d.o.o. | 105-13/24 | 08.10.2024 | 08.10.2025
Reagensi, izuzev za transfuziju | 404-1-110/24-44 | 289 | Laboratorijski reagensi za aparat LabVision Autosteiner 360 | 67 | CD5 Ab-1 | RGN217055 | komad | 12 ml | Richard-Allan Scientific LLC; A subsidiary of Epredia | CD5 RTU 12mL | 105932.25 | 20% | Labteh d.o.o. | 105-13/24 | 08.10.2024 | 08.10.2025
Reagensi, izuzev za transfuziju | 404-1-110/24-44 | 289 | Laboratorijski reagensi za aparat LabVision Autosteiner 360 | 68 | CD56/NCAM-1 Ab-4 | RGN217056 | komad | koncentrovano, 1 ml | Richard-Allan Scientific LLC; A subsidiary of Epredia | CD56 / NCAM-1 1ml | 81995 | 20% | Labteh d.o.o. | 105-13/24 | 08.10.2024 | 08.10.2025
Reagensi, izuzev za transfuziju | 404-1-110/24-44 | 289 | Laboratorijski reagensi za aparat LabVision Autosteiner 360 | 69 | CD7 | RGN217057 | komad | 7 ml | Richard-Allan Scientific LLC; A subsidiary of Epredia | CD7 [EPR4242] RTU 7 mL | 48271.25 | 20% | Labteh d.o.o. | 105-13/24 | 08.10.2024 | 08.10.2025
Reagensi, izuzev za transfuziju | 404-1-110/24-44 | 289 | Laboratorijski reagensi za aparat LabVision Autosteiner 360 | 70 | CD71 / Transferrin Receptor | RGN217058 | komad | 7 ml | Richard-Allan Scientific LLC; A subsidiary of Epredia | CD71 / Transferrin Receptor 7ml | 86094.75 | 20% | Labteh d.o.o. | 105-13/24 | 08.10.2024 | 08.10.2025
Reagensi, izuzev za transfuziju | 404-1-110/24-44 | 289 | Laboratorijski reagensi za aparat LabVision Autosteiner 360 | 71 | CD79a/mb-1 (B-Cell Marker) | RGN217059 | komad | 10 ml | BioGenex Laboratories, Inc. | Anti-CD79a | 85962.5 | 20% | Labteh d.o.o. | 105-13/24 | 08.10.2024 | 08.10.2025
Reagensi, izuzev za transfuziju | 404-1-110/24-44 | 289 | Laboratorijski reagensi za aparat LabVision Autosteiner 360 | 72 | CD99 / MIC2 (Ewing’s Sarcoma Marker) Ab-1 | RGN217060 | komad | 7 ml | Richard-Allan Scientific LLC; A subsidiary of Epredia | CD99 / MIC2 (Ewing's Sarcoma Marker) | 31872.25 | 20% | Labteh d.o.o. | 105-13/24 | 08.10.2024 | 08.10.2025
Reagensi, izuzev za transfuziju | 404-1-110/24-44 | 289 | Laboratorijski reagensi za aparat LabVision Autosteiner 360 | 73 | CDX2 [EPR2764Y] 0.1mL | RGN217061 | komad | 0.1 ml | Richard-Allan Scientific LLC; A subsidiary of Epredia | CDX2 [EPR2764Y] 0.1mL | 47610 | 20% | Labteh d.o.o. | 105-13/24 | 08.10.2024 | 08.10.2025
Reagensi, izuzev za transfuziju | 404-1-110/24-44 | 289 | Laboratorijski reagensi za aparat LabVision Autosteiner 360 | 74 | Chorionic Gonadotropin, Human / HCG | RGN217062 | komad | 7 ml | Richard-Allan Scientific LLC; A subsidiary of Epredia | Human Chorionic Gonadotropin | 31475.5 | 20% | Labteh d.o.o. | 105-13/24 | 08.10.2024 | 08.10.2025
Reagensi, izuzev za transfuziju | 404-1-110/24-44 | 289 | Laboratorijski reagensi za aparat LabVision Autosteiner 360 | 75 | Chromogranin A | RGN217063 | komad | 12 ml | Richard-Allan Scientific LLC; A subsidiary of Epredia | Chromogranin A [SP12] RTU 12mL | 73266.5 | 20% | Labteh d.o.o. | 105-13/24 | 08.10.2024 | 08.10.2025
Reagensi, izuzev za transfuziju | 404-1-110/24-44 | 289 | Laboratorijski reagensi za aparat LabVision Autosteiner 360 | 76 | COX-2 | RGN217064 | komad | koncentrovano, 1 ml | Richard-Allan Scientific LLC; A subsidiary of Epredia | COX2 | 99187.5 | 20% | Labteh d.o.o. | 105-13/24 | 08.10.2024 | 08.10.2025
Reagensi, izuzev za transfuziju | 404-1-110/24-44 | 289 | Laboratorijski reagensi za aparat LabVision Autosteiner 360 | 77 | CYCLIN D1 | RGN217065 | komad | 12 ml | Richard-Allan Scientific LLC; A subsidiary of Epredia | Cyclin D1 / Bcl-1 [SP4] RTU | 117041.25 | 20% | Labteh d.o.o. | 105-13/24 | 08.10.2024 | 08.10.2025
Reagensi, izuzev za transfuziju | 404-1-110/24-44 | 289 | Laboratorijski reagensi za aparat LabVision Autosteiner 360 | 78 | Cyclin D1 / Bcl-1 | RGN217066 | komad | 7 ml | Richard-Allan Scientific LLC; A subsidiary of Epredia | Cyclin D1 / Bcl-1 [SP4] RTU | 85698 | 20% | Labteh d.o.o. | 105-13/24 | 08.10.2024 | 08.10.2025
Reagensi, izuzev za transfuziju | 404-1-110/24-44 | 289 | Laboratorijski reagensi za aparat LabVision Autosteiner 360 | 79 | Cytokeratin 14 | RGN217067 | komad | 7 ml | Richard-Allan Scientific LLC; A subsidiary of Epredia | Keratin 14 7mL | 76176 | 20% | Labteh d.o.o. | 105-13/24 | 08.10.2024 | 08.10.2025
Reagensi, izuzev za transfuziju | 404-1-110/24-44 | 289 | Laboratorijski reagensi za aparat LabVision Autosteiner 360 | 80 | Cytokeratin 19 | RGN217068 | komad | 7 ml | Richard-Allan Scientific LLC; A subsidiary of Epredia | Keratin 19 7mL | 29095 | 20% | Labteh d.o.o. | 105-13/24 | 08.10.2024 | 08.10.2025
Reagensi, izuzev za transfuziju | 404-1-110/24-44 | 289 | Laboratorijski reagensi za aparat LabVision Autosteiner 360 | 81 | Desmin (Muscle Cell Marker) | RGN217069 | komad | 7 ml | Richard-Allan Scientific LLC; A subsidiary of Epredia | Desmin (Muscle Cell Marker) 7m | 29756.25 | 20% | Labteh d.o.o. | 105-13/24 | 08.10.2024 | 08.10.2025
Reagensi, izuzev za transfuziju | 404-1-110/24-44 | 289 | Laboratorijski reagensi za aparat LabVision Autosteiner 360 | 82 | DOG-1 | RGN217070 | komad | 10 ml | BioGenex Laboratories, Inc. | Anti-DOG1 | 99187.5 | 20% | Labteh d.o.o. | 105-13/24 | 08.10.2024 | 08.10.2025
Reagensi, izuzev za transfuziju | 404-1-110/24-44 | 289 | Laboratorijski reagensi za aparat LabVision Autosteiner 360 | 83 | Dystrophin | RGN217071 | komad | 6 ml | BioGenex Laboratories, Inc. | Anti-Dystrophin 1 | 46287.5 | 20% | Labteh d.o.o. | 105-13/24 | 08.10.2024 | 08.10.2025
Reagensi, izuzev za transfuziju | 404-1-110/24-44 | 289 | Laboratorijski reagensi za aparat LabVision Autosteiner 360 | 84 | Epithelial Membrane Antigen | RGN217072 | komad | 12 ml | Richard-Allan Scientific LLC; A subsidiary of Epredia | Epithelial Membrane Antigen / | 45097.25 | 20% | Labteh d.o.o. | 105-13/24 | 08.10.2024 | 08.10.2025
Reagensi, izuzev za transfuziju | 404-1-110/24-44 | 289 | Laboratorijski reagensi za aparat LabVision Autosteiner 360 | 85 | Epithelial Specific Antigen/Ep-CAM Ab-9 | RGN217073 | komad | 7 ml | Richard-Allan Scientific LLC; A subsidiary of Epredia | Epithelial Specific Antigen (Ep-CAM) | 44303.75 | 20% | Labteh d.o.o. | 105-13/24 | 08.10.2024 | 08.10.2025
Reagensi, izuzev za transfuziju | 404-1-110/24-44 | 289 | Laboratorijski reagensi za aparat LabVision Autosteiner 360 | 86 | Estrogen Receptor Ab-11 | RGN217074 | komad | 10 ml | BioGenex Laboratories, Inc. | Anti-Estrogen Receptor (ER) Alpha | 131588.75 | 20% | Labteh d.o.o. | 105-13/24 | 08.10.2024 | 08.10.2025
Reagensi, izuzev za transfuziju | 404-1-110/24-44 | 289 | Laboratorijski reagensi za aparat LabVision Autosteiner 360 | 87 | Factor VIII Related Antigen / von Willebrand Factor | RGN217075 | komad | koncentrovano, 0,5 ml | Richard-Allan Scientific LLC; A subsidiary of Epredia | Factor VIII Related Antigen / | 44700.5 | 20% | Labteh d.o.o. | 105-13/24 | 08.10.2024 | 08.10.2025
Reagensi, izuzev za transfuziju | 404-1-110/24-44 | 289 | Laboratorijski reagensi za aparat LabVision Autosteiner 360 | 88 | Fascin | RGN217076 | komad | 10 ml | BioGenex Laboratories, Inc. | Anti-Fascin | 106461.25 | 20% | Labteh d.o.o. | 105-13/24 | 08.10.2024 | 08.10.2025
Reagensi, izuzev za transfuziju | 404-1-110/24-44 | 289 | Laboratorijski reagensi za aparat LabVision Autosteiner 360 | 89 | Anti-FSH-BETA | RGN217077 | komad | koncentrovano, 1 ml | BioGenex Laboratories, Inc. | Anti-FSH-BETA | 62818.75 | 20% | Labteh d.o.o. | 105-13/24 | 08.10.2024 | 08.10.2025
Reagensi, izuzev za transfuziju | 404-1-110/24-44 | 289 | Laboratorijski reagensi za aparat LabVision Autosteiner 360 | 90 | GCDFP-15 (Gross Cystic Disease Fluid Protein-15) | RGN217078 | komad | 12 ml | Richard-Allan Scientific LLC; A subsidiary of Epredia | GCDFP-15 (Gross Cystic Disease | 61496.25 | 20% | Labteh d.o.o. | 105-13/24 | 08.10.2024 | 08.10.2025
Reagensi, izuzev za transfuziju | 404-1-110/24-44 | 289 | Laboratorijski reagensi za aparat LabVision Autosteiner 360 | 91 | GFAP (Glial Fibrillary Acidic Protein) | RGN217079 | komad | 7 ml | Richard-Allan Scientific LLC; A subsidiary of Epredia | GFAP / Glial Fibrillary Acidic Protein | 29624 | 20% | Labteh d.o.o. | 105-13/24 | 08.10.2024 | 08.10.2025
Reagensi, izuzev za transfuziju | 404-1-110/24-44 | 289 | Laboratorijski reagensi za aparat LabVision Autosteiner 360 | 92 | GLUT-1 | RGN217080 | komad | 7 ml | Richard-Allan Scientific LLC; A subsidiary of Epredia | GLUT-1 [SPM498] 7mL | 56470.75 | 20% | Labteh d.o.o. | 105-13/24 | 08.10.2024 | 08.10.2025
Reagensi, izuzev za transfuziju | 404-1-110/24-44 | 289 | Laboratorijski reagensi za aparat LabVision Autosteiner 360 | 93 | Glycophorin A Ab-4 | RGN217081 | komad | 7 ml | Richard-Allan Scientific LLC; A subsidiary of Epredia | Glycophorin A 7mL | 40204 | 20% | Labteh d.o.o. | 105-13/24 | 08.10.2024 | 08.10.2025
Reagensi, izuzev za transfuziju | 404-1-110/24-44 | 289 | Laboratorijski reagensi za aparat LabVision Autosteiner 360 | 94 | Glypican-3 | RGN217082 | komad | 10 ml | BioGenex Laboratories, Inc. | Anti-Glypican-3 (GPC3) | 104609.75 | 20% | Labteh d.o.o. | 105-13/24 | 08.10.2024 | 08.10.2025
Reagensi, izuzev za transfuziju | 404-1-110/24-44 | 289 | Laboratorijski reagensi za aparat LabVision Autosteiner 360 | 95 | Granzyme B Ab-1 | RGN217083 | komad | koncentrovano, 1 ml | Richard-Allan Scientific LLC; A subsidiary of Epredia | Granzyme B | 82656.25 | 20% | Labteh d.o.o. | 105-13/24 | 08.10.2024 | 08.10.2025
Reagensi, izuzev za transfuziju | 404-1-110/24-44 | 289 | Laboratorijski reagensi za aparat LabVision Autosteiner 360 | 96 | Growth Hormone, Human/hGH Ab-3 | RGN217084 | komad | 10 ml | BioGenex Laboratories, Inc. | Anti-GH | 92575 | 20% | Labteh d.o.o. | 105-13/24 | 08.10.2024 | 08.10.2025
Reagensi, izuzev za transfuziju | 404-1-110/24-44 | 289 | Laboratorijski reagensi za aparat LabVision Autosteiner 360 | 97 | Hepatocyte Ab-1 | RGN217085 | komad | 7 ml | Richard-Allan Scientific LLC; A subsidiary of Epredia | Hepatocyte RTU 7mL | 40865.25 | 20% | Labteh d.o.o. | 105-13/24 | 08.10.2024 | 08.10.2025
Reagensi, izuzev za transfuziju | 404-1-110/24-44 | 289 | Laboratorijski reagensi za aparat LabVision Autosteiner 360 | 98 | HER-2/c-erbB-2/neu Ab-17 | RGN217086 | komad | 0.1 ml | Richard-Allan Scientific LLC; A subsidiary of Epredia | c-erbB-2 / HER-2 / neu 0.1mL | 23143.75 | 20% | Labteh d.o.o. | 105-13/24 | 08.10.2024 | 08.10.2025
Reagensi, izuzev za transfuziju | 404-1-110/24-44 | 289 | Laboratorijski reagensi za aparat LabVision Autosteiner 360 | 99 | IgD (delta-Heavy Chain) | RGN217087 | komad | koncentrovano, 0,5 ml | Richard-Allan Scientific LLC; A subsidiary of Epredia | IgD (delta-Heavy Chain) | 35310.75 | 20% | Labteh d.o.o. | 105-13/24 | 08.10.2024 | 08.10.2025
Reagensi, izuzev za transfuziju | 404-1-110/24-44 | 289 | Laboratorijski reagensi za aparat LabVision Autosteiner 360 | 100 | IgE (epsilon-Heavy Chain) | RGN217088 | komad | 7 ml | Richard-Allan Scientific LLC; A subsidiary of Epredia | IgE (epsilon-Heavy Chain) 7mL | 35178.5 | 20% | Labteh d.o.o. | 105-13/24 | 08.10.2024 | 08.10.2025
Reagensi, izuzev za transfuziju | 404-1-110/24-44 | 289 | Laboratorijski reagensi za aparat LabVision Autosteiner 360 | 101 | IgG (gamma-Heavy Chain) Ab-1 | RGN217089 | komad | 7 ml | Richard-Allan Scientific LLC; A subsidiary of Epredia | IgG (gamma-Heavy Chain) 7mL | 37955.75 | 20% | Labteh d.o.o. | 105-13/24 | 08.10.2024 | 08.10.2025
Reagensi, izuzev za transfuziju | 404-1-110/24-44 | 289 | Laboratorijski reagensi za aparat LabVision Autosteiner 360 | 102 | IgM (mu-Heavy Chain) Ab-2 | RGN217090 | komad | 10 ml | BioGenex Laboratories, Inc. | ANTI-IGM | 65463.75 | 20% | Labteh d.o.o. | 105-13/24 | 08.10.2024 | 08.10.2025
Reagensi, izuzev za transfuziju | 404-1-110/24-44 | 289 | Laboratorijski reagensi za aparat LabVision Autosteiner 360 | 103 | Kappa Light Chain Ab-2 | RGN217091 | komad | koncentrovano, 1 ml | Richard-Allan Scientific LLC; A subsidiary of Epredia | Kappa Light Chain | 53164.5 | 20% | Labteh d.o.o. | 105-13/24 | 08.10.2024 | 08.10.2025
Reagensi, izuzev za transfuziju | 404-1-110/24-44 | 289 | Laboratorijski reagensi za aparat LabVision Autosteiner 360 | 104 | Keratin 10 Ab-2 | RGN217092 | komad | koncentrovano, 0,5 ml | Richard-Allan Scientific LLC; A subsidiary of Epredia | Keratin 10 0.5ml | 39013.75 | 20% | Labteh d.o.o. | 105-13/24 | 08.10.2024 | 08.10.2025
Reagensi, izuzev za transfuziju | 404-1-110/24-44 | 289 | Laboratorijski reagensi za aparat LabVision Autosteiner 360 | 105 | Keratin 17 Ab-1 | RGN217093 | komad | koncentrovano, 0,5 ml | Richard-Allan Scientific LLC; A subsidiary of Epredia | Keratin 17 0.5m | 40204 | 20% | Labteh d.o.o. | 105-13/24 | 08.10.2024 | 08.10.2025
Reagensi, izuzev za transfuziju | 404-1-110/24-44 | 289 | Laboratorijski reagensi za aparat LabVision Autosteiner 360 | 106 | Keratin 18 Ab-1 | RGN217094 | komad | 7 ml | Richard-Allan Scientific LLC; A subsidiary of Epredia | Keratin 18 7mL | 29624 | 20% | Labteh d.o.o. | 105-13/24 | 08.10.2024 | 08.10.2025
Reagensi, izuzev za transfuziju | 404-1-110/24-44 | 289 | Laboratorijski reagensi za aparat LabVision Autosteiner 360 | 107 | Keratin 19 Ab-1 | RGN217095 | komad | 7 ml | Richard-Allan Scientific LLC; A subsidiary of Epredia | Keratin 19 7mL | 29095 | 20% | Labteh d.o.o. | 105-13/24 | 08.10.2024 | 08.10.2025
Reagensi, izuzev za transfuziju | 404-1-110/24-44 | 289 | Laboratorijski reagensi za aparat LabVision Autosteiner 360 | 108 | Keratin 5 / 6 Ab-2 | RGN217096 | komad | 12 ml | Richard-Allan Scientific LLC; A subsidiary of Epredia | Keratin 5 / 6 RTU 12mL | 122860.25 | 20% | Labteh d.o.o. | 105-13/24 | 08.10.2024 | 08.10.2025
Reagensi, izuzev za transfuziju | 404-1-110/24-44 | 289 | Laboratorijski reagensi za aparat LabVision Autosteiner 360 | 109 | Keratin 7 Ab-2 | RGN217097 | komad | 12 ml | Richard-Allan Scientific LLC; A subsidiary of Epredia | Keratin 7 RTU 12mL | 61496.25 | 20% | Labteh d.o.o. | 105-13/24 | 08.10.2024 | 08.10.2025
Reagensi, izuzev za transfuziju | 404-1-110/24-44 | 289 | Laboratorijski reagensi za aparat LabVision Autosteiner 360 | 110 | Keratin 8 | RGN217098 | komad | 7 ml | Richard-Allan Scientific LLC; A subsidiary of Epredia | Keratin 8 7mL | 29359.5 | 20% | Labteh d.o.o. | 105-13/24 | 08.10.2024 | 08.10.2025
Reagensi, izuzev za transfuziju | 404-1-110/24-44 | 289 | Laboratorijski reagensi za aparat LabVision Autosteiner 360 | 111 | Keratin 8 / 18 Ab-1 | RGN233695 | komad | 7 ml | Richard-Allan Scientific LLC; A subsidiary of Epredia | Keratin 8 / 18 7mL | 31872.25 | 20% | Labteh d.o.o. | 105-13/24 | 08.10.2024 | 08.10.2025
Reagensi, izuzev za transfuziju | 404-1-110/24-44 | 289 | Laboratorijski reagensi za aparat LabVision Autosteiner 360 | 112 | Keratin 8 / 18 Ab-1 | RGN217100 | komad | 12 ml | Richard-Allan Scientific LLC; A subsidiary of Epredia | Keratin 8 / 18 7mL | 44700.5 | 20% | Labteh d.o.o. | 105-13/24 | 08.10.2024 | 08.10.2025
Reagensi, izuzev za transfuziju | 404-1-110/24-44 | 289 | Laboratorijski reagensi za aparat LabVision Autosteiner 360 | 113 | Keratin 8 Ab-4 | RGN217101 | komad | koncentrovano, 0,5 ml | Richard-Allan Scientific LLC; A subsidiary of Epredia | Keratin 8 0.5ml | 20366.5 | 20% | Labteh d.o.o. | 105-13/24 | 08.10.2024 | 08.10.2025
Reagensi, izuzev za transfuziju | 404-1-110/24-44 | 289 | Laboratorijski reagensi za aparat LabVision Autosteiner 360 | 114 | Keratin, HMW Ab-3 | RGN233696 | komad | 12 ml | Richard-Allan Scientific LLC; A subsidiary of Epredia | Keratin, HMW RTU 12mL | 61496.25 | 20% | Labteh d.o.o. | 105-13/24 | 08.10.2024 | 08.10.2025
Reagensi, izuzev za transfuziju | 404-1-110/24-44 | 289 | Laboratorijski reagensi za aparat LabVision Autosteiner 360 | 115 | Keratin, HMW Ab-3 | RGN217103 | komad | 7 ml | Richard-Allan Scientific LLC; A subsidiary of Epredia | Keratin, HMW RTU 12mL | 40865.25 | 20% | Labteh d.o.o. | 105-13/24 | 08.10.2024 | 08.10.2025
Reagensi, izuzev za transfuziju | 404-1-110/24-44 | 289 | Laboratorijski reagensi za aparat LabVision Autosteiner 360 | 116 | Keratin, Low Molecular Weight Ab-1 | RGN217104 | komad | 10 ml | BioGenex Laboratories, Inc. | Anti-Cytokeratin, Low MW | 91913.75 | 20% | Labteh d.o.o. | 105-13/24 | 08.10.2024 | 08.10.2025
Reagensi, izuzev za transfuziju | 404-1-110/24-44 | 289 | Laboratorijski reagensi za aparat LabVision Autosteiner 360 | 117 | Melanoma (gp1) Ab-1 | RGN217105 | komad | 12 ml | Richard-Allan Scientific LLC; A subsidiary of Epredia | Melanoma (gp1) RTU 12mL | 98394 | 20% | Labteh d.o.o. | 105-13/24 | 08.10.2024 | 08.10.2025
Reagensi, izuzev za transfuziju | 404-1-110/24-44 | 289 | Laboratorijski reagensi za aparat LabVision Autosteiner 360 | 118 | Mesothelioma Ab-1 | RGN217106 | komad | 7 ml | Richard-Allan Scientific LLC; A subsidiary of Epredia | Mesothelioma RTU 7mL | 40204 | 20% | Labteh d.o.o. | 105-13/24 | 08.10.2024 | 08.10.2025
Reagensi, izuzev za transfuziju | 404-1-110/24-44 | 289 | Laboratorijski reagensi za aparat LabVision Autosteiner 360 | 119 | MHC II (HLA-DR) Ab-1 | RGN217108 | komad | 1ml conc. | Richard-Allan Scientific LLC; A subsidiary of Epredia | MHC II (HLA-DR) 1mL | 66389.5 | 20% | Labteh d.o.o. | 105-13/24 | 08.10.2024 | 08.10.2025
Reagensi, izuzev za transfuziju | 404-1-110/24-44 | 289 | Laboratorijski reagensi za aparat LabVision Autosteiner 360 | 120 | Mitochondria | RGN217109 | komad | 10 ml | BioGenex Laboratories, Inc. | Anti-Mitochondrial Antigen | 91913.75 | 20% | Labteh d.o.o. | 105-13/24 | 08.10.2024 | 08.10.2025
Reagensi, izuzev za transfuziju | 404-1-110/24-44 | 289 | Laboratorijski reagensi za aparat LabVision Autosteiner 360 | 121 | MLH1 | RGN217110 | komad | 7 ml | Richard-Allan Scientific LLC; A subsidiary of Epredia | MLH1 [4C9C7] RTU 7 mL | 47081 | 20% | Labteh d.o.o. | 105-13/24 | 08.10.2024 | 08.10.2025
Reagensi, izuzev za transfuziju | 404-1-110/24-44 | 289 | Laboratorijski reagensi za aparat LabVision Autosteiner 360 | 122 | Anti-MSH2 | RGN220945 | komad | 6ml | BioGenex Laboratories, Inc. | Anti-MSH2 | 63744.5 | 20% | Labteh d.o.o. | 105-13/24 | 08.10.2024 | 08.10.2025
Reagensi, izuzev za transfuziju | 404-1-110/24-44 | 289 | Laboratorijski reagensi za aparat LabVision Autosteiner 360 | 123 | MSH6 | RGN217112 | komad | 12 ml | BioGenex Laboratories, Inc. | Anti-MSH6 | 72869.75 | 20% | Labteh d.o.o. | 105-13/24 | 08.10.2024 | 08.10.2025
Reagensi, izuzev za transfuziju | 404-1-110/24-44 | 289 | Laboratorijski reagensi za aparat LabVision Autosteiner 360 | 124 | Mucin 1 (MUC-1) | RGN217113 | komad | 7 ml | Richard-Allan Scientific LLC; A subsidiary of Epredia | Mucin 1 (MUC-1) 7mL | 58983.5 | 20% | Labteh d.o.o. | 105-13/24 | 08.10.2024 | 08.10.2025
Reagensi, izuzev za transfuziju | 404-1-110/24-44 | 289 | Laboratorijski reagensi za aparat LabVision Autosteiner 360 | 125 | Mucin 5AC (MUC5AC) / Gastric Mucin Ab-1 | RGN217114 | komad | 10 ml | BioGenex Laboratories, Inc. | Anti-MUC5AC | 72737.5 | 20% | Labteh d.o.o. | 105-13/24 | 08.10.2024 | 08.10.2025
Reagensi, izuzev za transfuziju | 404-1-110/24-44 | 289 | Laboratorijski reagensi za aparat LabVision Autosteiner 360 | 126 | Myelin Basic Protein Ab-1 | RGN217115 | komad | 7 ml | Richard-Allan Scientific LLC; A subsidiary of Epredia | Myelin Basic Protein 7mL | 109106.25 | 20% | Labteh d.o.o. | 105-13/24 | 08.10.2024 | 08.10.2025
Reagensi, izuzev za transfuziju | 404-1-110/24-44 | 289 | Laboratorijski reagensi za aparat LabVision Autosteiner 360 | 127 | Myeloperoxidase (MPO) Ab-1 | RGN217116 | komad | 7 ml | Richard-Allan Scientific LLC; A subsidiary of Epredia | Myeloperoxidase (MPO) 7mL | 35575.25 | 20% | Labteh d.o.o. | 105-13/24 | 08.10.2024 | 08.10.2025
Reagensi, izuzev za transfuziju | 404-1-110/24-44 | 289 | Laboratorijski reagensi za aparat LabVision Autosteiner 360 | 128 | Myogenin | RGN217117 | komad | 10 ml | BioGenex Laboratories, Inc. | Anti-Myogenin | 85962.5 | 20% | Labteh d.o.o. | 105-13/24 | 08.10.2024 | 08.10.2025
Reagensi, izuzev za transfuziju | 404-1-110/24-44 | 289 | Laboratorijski reagensi za aparat LabVision Autosteiner 360 | 129 | Myoglobin | RGN217118 | komad | 7 ml | BioGenex Laboratories, Inc. | Anti-Myoglobin | 53693.5 | 20% | Labteh d.o.o. | 105-13/24 | 08.10.2024 | 08.10.2025
Reagensi, izuzev za transfuziju | 404-1-110/24-44 | 289 | Laboratorijski reagensi za aparat LabVision Autosteiner 360 | 130 | Myosin, Skeletal Muscle | RGN217119 | komad | koncentrovano, 0,5 ml | Richard-Allan Scientific LLC; A subsidiary of Epredia | Myosin, Skeletal Muscle | 131588.75 | 20% | Labteh d.o.o. | 105-13/24 | 08.10.2024 | 08.10.2025
Reagensi, izuzev za transfuziju | 404-1-110/24-44 | 289 | Laboratorijski reagensi za aparat LabVision Autosteiner 360 | 131 | Neurofilament (2kDa & 68kDa) | RGN217120 | komad | 7 ml | Richard-Allan Scientific LLC; A subsidiary of Epredia | Neurofilament (2kDa & 68kDa) | 34781.75 | 20% | Labteh d.o.o. | 105-13/24 | 08.10.2024 | 08.10.2025
Reagensi, izuzev za transfuziju | 404-1-110/24-44 | 289 | Laboratorijski reagensi za aparat LabVision Autosteiner 360 | 132 | OCT3/4 | RGN217121 | komad | 7 ml | Richard-Allan Scientific LLC; A subsidiary of Epredia | OCT3/4 (POU5F1) [65318] RTU | 69695.75 | 20% | Labteh d.o.o. | 105-13/24 | 08.10.2024 | 08.10.2025
Reagensi, izuzev za transfuziju | 404-1-110/24-44 | 289 | Laboratorijski reagensi za aparat LabVision Autosteiner 360 | 133 | p504S/ AMACR | RGN217122 | komad | 12 ml | Richard-Allan Scientific LLC; A subsidiary of Epredia | p504S/ AMACR [13H4] RTU 12mL | 73266.5 | 20% | Labteh d.o.o. | 105-13/24 | 08.10.2024 | 08.10.2025
Reagensi, izuzev za transfuziju | 404-1-110/24-44 | 289 | Laboratorijski reagensi za aparat LabVision Autosteiner 360 | 134 | p53 | RGN217123 | komad | 12 ml | Richard-Allan Scientific LLC; A subsidiary of Epredia | p53 [SP5] 7mL | 44700.5 | 20% | Labteh d.o.o. | 105-13/24 | 08.10.2024 | 08.10.2025
Reagensi, izuzev za transfuziju | 404-1-110/24-44 | 289 | Laboratorijski reagensi za aparat LabVision Autosteiner 360 | 135 | Pax-5 | RGN217124 | komad | 12 ml | Richard-Allan Scientific LLC; A subsidiary of Epredia | Pax-5 RTU 12mL | 115718.75 | 20% | Labteh d.o.o. | 105-13/24 | 08.10.2024 | 08.10.2025
Reagensi, izuzev za transfuziju | 404-1-110/24-44 | 289 | Laboratorijski reagensi za aparat LabVision Autosteiner 360 | 136 | PDGFR, alpha | RGN217125 | komad | 10 ml | BioGenex Laboratories, Inc. | Anti-Platelet-Derived Growth Factor (PDGF) | 76176 | 20% | Labteh d.o.o. | 105-13/24 | 08.10.2024 | 08.10.2025
Reagensi, izuzev za transfuziju | 404-1-110/24-44 | 289 | Laboratorijski reagensi za aparat LabVision Autosteiner 360 | 137 | Perforin Ab-2 | RGN217126 | komad | 7 ml | Richard-Allan Scientific LLC; A subsidiary of Epredia | Perforin 7mL | 60967.25 | 20% | Labteh d.o.o. | 105-13/24 | 08.10.2024 | 08.10.2025
Reagensi, izuzev za transfuziju | 404-1-110/24-44 | 289 | Laboratorijski reagensi za aparat LabVision Autosteiner 360 | 138 | Placental Alk. Phosphatase (PLAP) | RGN217127 | komad | 10 ml | BioGenex Laboratories, Inc. | Anti-Placental Alkaline Phosphatase (PLAP) | 66918.5 | 20% | Labteh d.o.o. | 105-13/24 | 08.10.2024 | 08.10.2025
Reagensi, izuzev za transfuziju | 404-1-110/24-44 | 289 | Laboratorijski reagensi za aparat LabVision Autosteiner 360 | 139 | PMS2 | RGN217128 | komad | 7 ml | Richard-Allan Scientific LLC; A subsidiary of Epredia | PMS2 [EPR3947] RTU 7mL | 48932.5 | 20% | Labteh d.o.o. | 105-13/24 | 08.10.2024 | 08.10.2025
Reagensi, izuzev za transfuziju | 404-1-110/24-44 | 289 | Laboratorijski reagensi za aparat LabVision Autosteiner 360 | 140 | Prohibitin (Mitochondrial Marker) | RGN217129 | komad | 10 ml | BioGenex Laboratories, Inc. | Anti-Mitochondrial Antigen | 91913.75 | 20% | Labteh d.o.o. | 105-13/24 | 08.10.2024 | 08.10.2025
Reagensi, izuzev za transfuziju | 404-1-110/24-44 | 289 | Laboratorijski reagensi za aparat LabVision Autosteiner 360 | 141 | Prostate Specific Antigen (PSA) | RGN217130 | komad | 7 ml | Richard-Allan Scientific LLC; A subsidiary of Epredia | PSA [EP1588Y] RTU | 39013.75 | 20% | Labteh d.o.o. | 105-13/24 | 08.10.2024 | 08.10.2025
Reagensi, izuzev za transfuziju | 404-1-110/24-44 | 289 | Laboratorijski reagensi za aparat LabVision Autosteiner 360 | 142 | Prostate Specific Membrane Antigen (PSMA) | RGN217131 | komad | 10 ml | BioGenex Laboratories, Inc. | Anti-PSMA | 91384.75 | 20% | Labteh d.o.o. | 105-13/24 | 08.10.2024 | 08.10.2025
Reagensi, izuzev za transfuziju | 404-1-110/24-44 | 289 | Laboratorijski reagensi za aparat LabVision Autosteiner 360 | 143 | Renal Cell Carcinoma Marker (gp2) Ab-1 | RGN217132 | komad | 12 ml | Richard-Allan Scientific LLC; A subsidiary of Epredia | Renal Cell Carcinoma Marker | 45097.25 | 20% | Labteh d.o.o. | 105-13/24 | 08.10.2024 | 08.10.2025
Reagensi, izuzev za transfuziju | 404-1-110/24-44 | 289 | Laboratorijski reagensi za aparat LabVision Autosteiner 360 | 144 | Retinoblastoma (Rb) Ab-1 | RGN217133 | komad | 7 ml | Richard-Allan Scientific LLC; A subsidiary of Epredia | Retinoblastoma (Rb) 7mL | 42320 | 20% | Labteh d.o.o. | 105-13/24 | 08.10.2024 | 08.10.2025
Reagensi, izuzev za transfuziju | 404-1-110/24-44 | 289 | Laboratorijski reagensi za aparat LabVision Autosteiner 360 | 145 | S100 Protein Ab-1 | RGN217134 | komad | 12 ml | Richard-Allan Scientific LLC; A subsidiary of Epredia | S100 Protein RTU 12mL | 45097.25 | 20% | Labteh d.o.o. | 105-13/24 | 08.10.2024 | 08.10.2025
Reagensi, izuzev za transfuziju | 404-1-110/24-44 | 289 | Laboratorijski reagensi za aparat LabVision Autosteiner 360 | 146 | Serotonin | RGN217135 | komad | koncentrovano, 0,5 ml | Richard-Allan Scientific LLC; A subsidiary of Epredia | Serotonin 0,5ml | 40204 | 20% | Labteh d.o.o. | 105-13/24 | 08.10.2024 | 08.10.2025
Reagensi, izuzev za transfuziju | 404-1-110/24-44 | 289 | Laboratorijski reagensi za aparat LabVision Autosteiner 360 | 147 | Smooth Muscle Myosin Heavy Chain | RGN217136 | komad | 10 ml | BioGenex Laboratories, Inc. | Anti-Myosin Heavy Chain, Smooth Muscle | 79350 | 20% | Labteh d.o.o. | 105-13/24 | 08.10.2024 | 08.10.2025
Reagensi, izuzev za transfuziju | 404-1-110/24-44 | 289 | Laboratorijski reagensi za aparat LabVision Autosteiner 360 | 148 | Synaptophysin (Neuroendocrine Marker) | RGN217137 | komad | 12 ml | Richard-Allan Scientific LLC; A subsidiary of Epredia | Synaptophysin (SP11) 12ml | 73266.5 | 20% | Labteh d.o.o. | 105-13/24 | 08.10.2024 | 08.10.2025
Reagensi, izuzev za transfuziju | 404-1-110/24-44 | 289 | Laboratorijski reagensi za aparat LabVision Autosteiner 360 | 149 | Synuclein Ab-2 | RGN217138 | komad | koncentrovano, 0,5 ml | Richard-Allan Scientific LLC; A subsidiary of Epredia | Synuclein 0,5ml | 59644.75 | 20% | Labteh d.o.o. | 105-13/24 | 08.10.2024 | 08.10.2025
Reagensi, izuzev za transfuziju | 404-1-110/24-44 | 289 | Laboratorijski reagensi za aparat LabVision Autosteiner 360 | 150 | TAG-72 / CA 72-4 | RGN217139 | komad | 10 ml | BioGenex Laboratories, Inc. | Anti-Tumor-Associated Glycoprotein (TAG-72) | 78688.75 | 20% | Labteh d.o.o. | 105-13/24 | 08.10.2024 | 08.10.2025
Reagensi, izuzev za transfuziju | 404-1-110/24-44 | 289 | Laboratorijski reagensi za aparat LabVision Autosteiner 360 | 151 | TdT / Terminal Deoxyribonucleotidyl Transferase Ab-1 | RGN217140 | komad | koncentrovano, 0,5 ml | Richard-Allan Scientific LLC; A subsidiary of Epredia | TdT / Terminal Deoxyribonucleotidyl Transferase | 69431.25 | 20% | Labteh d.o.o. | 105-13/24 | 08.10.2024 | 08.10.2025
Reagensi, izuzev za transfuziju | 404-1-110/24-44 | 289 | Laboratorijski reagensi za aparat LabVision Autosteiner 360 | 152 | TdT/Terminal Deoxyribonucleotidyl Transferase | RGN217141 | komad | 10 ml | BioGenex Laboratories, Inc. | Anti-TdT | 158700 | 20% | Labteh d.o.o. | 105-13/24 | 08.10.2024 | 08.10.2025
Reagensi, izuzev za transfuziju | 404-1-110/24-44 | 289 | Laboratorijski reagensi za aparat LabVision Autosteiner 360 | 153 | Thrombomodulin Ab-1 | RGN217142 | komad | 7 ml | Richard-Allan Scientific LLC; A subsidiary of Epredia | CD141 / Thrombomodulin RTU 7mL | 63083.25 | 20% | Labteh d.o.o. | 105-13/24 | 08.10.2024 | 08.10.2025
Reagensi, izuzev za transfuziju | 404-1-110/24-44 | 289 | Laboratorijski reagensi za aparat LabVision Autosteiner 360 | 154 | Topoisomerase II alpha | RGN217143 | komad | koncentrovano, 0,5 ml | Richard-Allan Scientific LLC; A subsidiary of Epredia | Topoisomerase II alpha | 55941.75 | 20% | Labteh d.o.o. | 105-13/24 | 08.10.2024 | 08.10.2025
Reagensi, izuzev za transfuziju | 404-1-110/24-44 | 289 | Laboratorijski reagensi za aparat LabVision Autosteiner 360 | 155 | Troponin T, Cardiac Isoform Ab-1 | RGN217144 | komad | koncentrovano, 1 ml | Richard-Allan Scientific LLC; A subsidiary of Epredia | Troponin T, Cardiac Isoform | 78688.75 | 20% | Labteh d.o.o. | 105-13/24 | 08.10.2024 | 08.10.2025
Reagensi, izuzev za transfuziju | 404-1-110/24-44 | 289 | Laboratorijski reagensi za aparat LabVision Autosteiner 360 | 156 | TTF-1 (Thyroid Transcription Factor-1) | RGN217145 | komad | 12 ml | Richard-Allan Scientific LLC; A subsidiary of Epredia | Thyroid Transcription Factor-1 | 61496.25 | 20% | Labteh d.o.o. | 105-13/24 | 08.10.2024 | 08.10.2025
Reagensi, izuzev za transfuziju | 404-1-110/24-44 | 289 | Laboratorijski reagensi za aparat LabVision Autosteiner 360 | 157 | Tubulin-α Ab-2 | RGN217146 | komad | koncentrovano, 1 ml | Richard-Allan Scientific LLC; A subsidiary of Epredia | Tubulin-Alpha | 39807.25 | 20% | Labteh d.o.o. | 105-13/24 | 08.10.2024 | 08.10.2025
Reagensi, izuzev za transfuziju | 404-1-110/24-44 | 289 | Laboratorijski reagensi za aparat LabVision Autosteiner 360 | 158 | Tyrosinase Ab-1 | RGN217147 | komad | koncentrovano, 0.5 ml | Richard-Allan Scientific LLC; A subsidiary of Epredia | Tyrosinase 0.5mL | 23143.75 | 20% | Labteh d.o.o. | 105-13/24 | 08.10.2024 | 08.10.2025
Reagensi, izuzev za transfuziju | 404-1-110/24-44 | 289 | Laboratorijski reagensi za aparat LabVision Autosteiner 360 | 159 | Ubiquitin | RGN217148 | komad | koncentrovano, 0,5 ml | Richard-Allan Scientific LLC; A subsidiary of Epredia | Ubiquitin 0,5 ml | 64141.25 | 20% | Labteh d.o.o. | 105-13/24 | 08.10.2024 | 08.10.2025
Reagensi, izuzev za transfuziju | 404-1-110/24-44 | 289 | Laboratorijski reagensi za aparat LabVision Autosteiner 360 | 160 | Villin | RGN217149 | komad | koncentrovano, 1 ml | Richard-Allan Scientific LLC; A subsidiary of Epredia | Villin | 78688.75 | 20% | Labteh d.o.o. | 105-13/24 | 08.10.2024 | 08.10.2025
Reagensi, izuzev za transfuziju | 404-1-110/24-44 | 289 | Laboratorijski reagensi za aparat LabVision Autosteiner 360 | 161 | Vimentin 7mL | RGN217150 | komad | 7 ml | Richard-Allan Scientific LLC; A subsidiary of Epredia | Vimentin 7mL | 38220.25 | 20% | Labteh d.o.o. | 105-13/24 | 08.10.2024 | 08.10.2025
Reagensi, izuzev za transfuziju | 404-1-110/24-44 | 289 | Laboratorijski reagensi za aparat LabVision Autosteiner 360 | 162 | Vimentin Ab-2 | RGN217151 | komad | 12 ml | Richard-Allan Scientific LLC; A subsidiary of Epredia | Vimentin RTU 12mL | 45097.25 | 20% | Labteh d.o.o. | 105-13/24 | 08.10.2024 | 08.10.2025
Reagensi, izuzev za transfuziju | 404-1-110/24-44 | 289 | Laboratorijski reagensi za aparat LabVision Autosteiner 360 | 163 | Anti-Wilm's Tumor (WT1) | RGN220946 | komad | 6ml | BioGenex Laboratories, Inc. | Anti-Wilm's Tumor (WT1) | 76176 | 20% | Labteh d.o.o. | 105-13/24 | 08.10.2024 | 08.10.2025
Reagensi, izuzev za transfuziju | 404-1-110/24-44 | 289 | Laboratorijski reagensi za aparat LabVision Autosteiner 360 | 164 | ZAP-7 [2F3.2] | RGN217153 | komad | koncentrovano, 0,5 ml | Richard-Allan Scientific LLC; A subsidiary of Epredia | ZAP-7 [2F3.2] | 52238.75 | 20% | Labteh d.o.o. | 105-13/24 | 08.10.2024 | 08.10.2025
Reagensi, izuzev za transfuziju | 404-1-110/24-44 | 289 | Laboratorijski reagensi za aparat LabVision Autosteiner 360 | 165 | α-Fetoprotein (AFP) | RGN217154 | komad | 7 ml | Richard-Allan Scientific LLC; A subsidiary of Epredia | Alpha Fetoprotein (AFP) 7mL | 34781.75 | 20% | Labteh d.o.o. | 105-13/24 | 08.10.2024 | 08.10.2025
Reagensi, izuzev za transfuziju | 404-1-110/24-44 | 289 | Laboratorijski reagensi za aparat LabVision Autosteiner 360 | 166 | Antybody Diluent. (K86) | RGN217155 | komad | 125 ml | Richard-Allan Scientific LLC; A subsidiary of Epredia | Antibody Diluent OP Quanto | 13489.5 | 20% | Labteh d.o.o. | 105-13/24 | 08.10.2024 | 08.10.2025
Reagensi, izuzev za transfuziju | 404-1-110/24-44 | 289 | Laboratorijski reagensi za aparat LabVision Autosteiner 360 | 167 | Nalepnice FLAP LABEL 5x5/ROLL | RGN217156 | komad | 2500 komada | Richard-Allan Scientific LLC; A subsidiary of Epredia | FLAP LABEL KIT | 75514.75 | 20% | Labteh d.o.o. | 105-13/24 | 08.10.2024 | 08.10.2025
Reagensi, izuzev za transfuziju | 404-1-110/24-44 | 289 | Laboratorijski reagensi za aparat LabVision Autosteiner 360 | 168 | DEWAX AND HIER BUFFER L | RGN217157 | komad | 1000 ml | Richard-Allan Scientific LLC; A subsidiary of Epredia | Dewax and HIER Buffer L | 70886 | 20% | Labteh d.o.o. | 105-13/24 | 08.10.2024 | 08.10.2025
Reagensi, izuzev za transfuziju | 404-1-110/24-44 | 289 | Laboratorijski reagensi za aparat LabVision Autosteiner 360 | 169 | DEWAX AND HIER BUFFER M | RGN217158 | komad | 1000 ml | Richard-Allan Scientific LLC; A subsidiary of Epredia | Dewax and HIER Buffer M | 70886 | 20% | Labteh d.o.o. | 105-13/24 | 08.10.2024 | 08.10.2025
Reagensi, izuzev za transfuziju | 404-1-110/24-44 | 289 | Laboratorijski reagensi za aparat LabVision Autosteiner 360 | 170 | UltraVision Quanto Detection System HRP DAB | RGN217159 | komad | 125 ml | Richard-Allan Scientific LLC; A subsidiary of Epredia | UltraVision Quanto Detection | 263838.75 | 20% | Labteh d.o.o. | 105-13/24 | 08.10.2024 | 08.10.2025
Reagensi, izuzev za transfuziju | 404-1-110/24-44 | 289 | Laboratorijski reagensi za aparat LabVision Autosteiner 360 | 171 | Tris Buffer Saline and Tween 2 | RGN217160 | komad | 1000 ml | Richard-Allan Scientific LLC; A subsidiary of Epredia | Tris Buffer Saline and Tween 2 | 30285.25 | 20% | Labteh d.o.o. | 105-13/24 | 08.10.2024 | 08.10.2025
Reagensi, izuzev za transfuziju | 404-1-110/24-44 | 289 | Laboratorijski reagensi za aparat LabVision Autosteiner 360 | 172 | 15ml VIAL WITH CAP KIT | RGN217161 | komad | 1 pakovanje | Richard-Allan Scientific LLC; A subsidiary of Epredia | 15ml VIAL WITH CAP KIT | 75514.75 | 20% | Labteh d.o.o. | 105-13/24 | 08.10.2024 | 08.10.2025
Reagensi, izuzev za transfuziju | 404-1-110/24-44 | 289 | Laboratorijski reagensi za aparat LabVision Autosteiner 360 | 173 | REAGENT BARCODE LABEL KIT | RGN217162 | komad | 1 pakovanje | Richard-Allan Scientific LLC; A subsidiary of Epredia | REAGENT BARCODE LABEL KIT | 39423.73 | 20% | Labteh d.o.o. | 105-13/24 | 08.10.2024 | 08.10.2025
Reagensi, izuzev za transfuziju | 404-1-110/24-44 | 289 | Laboratorijski reagensi za aparat LabVision Autosteiner 360 | 174 | DAB Away | RGN217163 | komad | 2x125 ml, 1x250 ml | Richard-Allan Scientific LLC; A subsidiary of Epredia | UltraVision DAB Away 250mL | 44436 | 20% | Labteh d.o.o. | 105-13/24 | 08.10.2024 | 08.10.2025
Reagensi, izuzev za transfuziju | 404-1-110/24-44 | 289 | Laboratorijski reagensi za aparat LabVision Autosteiner 360 | 175 | Rek za Autostainer 36 | RGN217164 | komad | komad | Richard-Allan Scientific LLC; A subsidiary of Epredia | SLIDE RACK KIT | 63480 | 20% | Labteh d.o.o. | 105-13/24 | 08.10.2024 | 08.10.2025
Reagensi, izuzev za transfuziju | 404-1-110/24-44 | 289 | Laboratorijski reagensi za aparat LabVision Autosteiner 360 | 176 | CD56/NCAM-1 Ab-4 | RGN217165 | komad | 10 ml | BioGenex Laboratories, Inc. | Anti-CD56 | 131588.75 | 20% | Labteh d.o.o. | 105-13/24 | 08.10.2024 | 08.10.2025
Reagensi, izuzev za transfuziju | 404-1-110/24-44 | 289 | Laboratorijski reagensi za aparat LabVision Autosteiner 360 | 177 | Cytokeratin 19 | RGN217166 | komad | 10 ml | BioGenex Laboratories, Inc. | Anti-Cytokeratin 19 | 109106.25 | 20% | Labteh d.o.o. | 105-13/24 | 08.10.2024 | 08.10.2025
Reagensi, izuzev za transfuziju | 404-1-110/24-44 | 289 | Laboratorijski reagensi za aparat LabVision Autosteiner 360 | 178 | Follicle Stimulating Hormone (FSH) | RGN217167 | komad | 10 ml | BioGenex Laboratories, Inc. | Anti-FSH-BETA | 77366.25 | 20% | Labteh d.o.o. | 105-13/24 | 08.10.2024 | 08.10.2025
Reagensi, izuzev za transfuziju | 404-1-110/24-44 | 289 | Laboratorijski reagensi za aparat LabVision Autosteiner 360 | 179 | IgD (delta-Heavy Chain) Ab-1 | RGN217168 | komad | 10 ml | BioGenex Laboratories, Inc. | Anti-IgD | 68770 | 20% | Labteh d.o.o. | 105-13/24 | 08.10.2024 | 08.10.2025
Reagensi, izuzev za transfuziju | 404-1-110/24-44 | 289 | Laboratorijski reagensi za aparat LabVision Autosteiner 360 | 180 | Keratin 17 Ab-1 | RGN217169 | komad | 10 ml | BioGenex Laboratories, Inc. | Anti-Cytokeratin 17 | 91913.75 | 20% | Labteh d.o.o. | 105-13/24 | 08.10.2024 | 08.10.2025
Reagensi, izuzev za transfuziju | 404-1-110/24-44 | 289 | Laboratorijski reagensi za aparat LabVision Autosteiner 360 | 181 | Keratin 8 Ab-4 | RGN217170 | komad | 10 ml | BioGenex Laboratories, Inc. | Anti-Cytokeratin 8 | 76043.75 | 20% | Labteh d.o.o. | 105-13/24 | 08.10.2024 | 08.10.2025
Reagensi, izuzev za transfuziju | 404-1-110/24-44 | 289 | Laboratorijski reagensi za aparat LabVision Autosteiner 360 | 182 | Lysozyme/Muramidase Ab-1 | RGN217171 | komad | 10 ml | BioGenex Laboratories, Inc. | Anti-Lysozyme | 93236.25 | 20% | Labteh d.o.o. | 105-13/24 | 08.10.2024 | 08.10.2025
Reagensi, izuzev za transfuziju | 404-1-110/24-44 | 289 | Laboratorijski reagensi za aparat LabVision Autosteiner 360 | 183 | Mesothelioma Ab-1 | RGN217172 | komad | 10 ml | BioGenex Laboratories, Inc. | Anti-Mesothelin | 121008.75 | 20% | Labteh d.o.o. | 105-13/24 | 08.10.2024 | 08.10.2025
Reagensi, izuzev za transfuziju | 404-1-110/24-44 | 289 | Laboratorijski reagensi za aparat LabVision Autosteiner 360 | 184 | Anti-alpha-1-antitrypsin | RGN233697 | komad | 0,5 ml koncentrovano | BioGenex Laboratories, Inc. | Anti-alpha-1-antitrypsin | 59512.5 | 20% | Labteh d.o.o. | 105-13/24 | 08.10.2024 | 08.10.2025
Reagensi, izuzev za transfuziju | 404-1-110/24-44 | 289 | Laboratorijski reagensi za aparat LabVision Autosteiner 360 | 185 | Anti-Epstein-Barr Virus (EBV) Early Antigen | RGN233698 | komad | 0,5 ml koncentrovano | BioGenex Laboratories, Inc. | Anti-Epstein-Barr Virus (EBV) Early Antigen | 60835 | 20% | Labteh d.o.o. | 105-13/24 | 08.10.2024 | 08.10.2025
Reagensi, izuzev za transfuziju | 404-1-110/24-44 | 289 | Laboratorijski reagensi za aparat LabVision Autosteiner 360 | 186 | Anti-Prolactin | RGN233699 | komad | 10 ml | BioGenex Laboratories, Inc. | Anti-Prolactin | 112412.5 | 20% | Labteh d.o.o. | 105-13/24 | 08.10.2024 | 08.10.2025
Reagensi, izuzev za transfuziju | 404-1-110/24-44 | 289 | Laboratorijski reagensi za aparat LabVision Autosteiner 360 | 187 | CD36 / GPIIIb / GPIV | RGN233700 | komad | 0,5 ml koncentrovano | BioGenex Laboratories, Inc. | CD36 / GPIIIb / GPIV | 113073.75 | 20% | Labteh d.o.o. | 105-13/24 | 08.10.2024 | 08.10.2025
Reagensi, izuzev za transfuziju | 404-1-110/24-44 | 289 | Laboratorijski reagensi za aparat LabVision Autosteiner 360 | 188 | Anti-Thyroglobulin | RGN233701 | komad | 10 ml | BioGenex Laboratories, Inc. | Anti-Thyroglobulin | 105138.75 | 20% | Labteh d.o.o. | 105-13/24 | 08.10.2024 | 08.10.2025
Reagensi, izuzev za transfuziju | 404-1-110/24-44 | 289 | Laboratorijski reagensi za aparat LabVision Autosteiner 360 | 189 | Anti-CA 125 | RGN233702 | komad | 1 ml koncentrovano | BioGenex Laboratories, Inc. | Anti-CA 125 | 85962.5 | 20% | Labteh d.o.o. | 105-13/24 | 08.10.2024 | 08.10.2025
Reagensi, izuzev za transfuziju | 404-1-110/24-44 | 289 | Laboratorijski reagensi za aparat LabVision Autosteiner 360 | 190 | Anti-CD44 (Phagocytic Glycoprotein- 1, HCAM) | RGN233703 | komad | 10 ml | BioGenex Laboratories, Inc. | Anti-CD44 (Phagocytic Glycoprotein- 1, HCAM) | 99187.5 | 20% | Labteh d.o.o. | 105-13/24 | 08.10.2024 | 08.10.2025
Reagensi, izuzev za transfuziju | 404-1-110/24-44 | 289 | Laboratorijski reagensi za aparat LabVision Autosteiner 360 | 191 | Anti-Gastrin | RGN233704 | komad | 1 ml koncentrovano | BioGenex Laboratories, Inc. | Anti-Gastrin | 72737.5 | 20% | Labteh d.o.o. | 105-13/24 | 08.10.2024 | 08.10.2025
Reagensi, izuzev za transfuziju | 404-1-110/24-44 | 290 | Reagensi i hemikalija za neautomatizovanu imunohistohemiju | 1 | Actin, Muscle Specific Ab-4 | RGN217173 | pakovanje | 15 ml | Bio Sb | Actin, Muscle Specific Ab-4 | 27255 | 20% | Magna Pharmacia d.o.o. | 105-15/24 | 08.10.2024 | 08.10.2025
Reagensi, izuzev za transfuziju | 404-1-110/24-44 | 290 | Reagensi i hemikalija za neautomatizovanu imunohistohemiju | 2 | Calponin | RGN217174 | pakovanje | 7 ml | Bio Sb | Calponin | 22482 | 20% | Magna Pharmacia d.o.o. | 105-15/24 | 08.10.2024 | 08.10.2025
Reagensi, izuzev za transfuziju | 404-1-110/24-44 | 290 | Reagensi i hemikalija za neautomatizovanu imunohistohemiju | 3 | CD10/CALLA (Neutral Endopeptid | RGN217175 | pakovanje | 15 ml | Bio Sb | CD10/CALLA (Neutral Endopeptid | 100395 | 20% | Magna Pharmacia d.o.o. | 105-15/24 | 08.10.2024 | 08.10.2025
Reagensi, izuzev za transfuziju | 404-1-110/24-44 | 290 | Reagensi i hemikalija za neautomatizovanu imunohistohemiju | 4 | Tinto CD105/Endoglin | RGN217176 | pakovanje | 7 ml | Bio Sb | CD105/Endoglin/TGF β 1/3 Receptor | 41538 | 20% | Magna Pharmacia d.o.o. | 105-15/24 | 08.10.2024 | 08.10.2025
Reagensi, izuzev za transfuziju | 404-1-110/24-44 | 290 | Reagensi i hemikalija za neautomatizovanu imunohistohemiju | 5 | CD15 Ab-3 | RGN217177 | pakovanje | 15 ml | Bio Sb | CD15 Ab-3 | 43205 | 20% | Magna Pharmacia d.o.o. | 105-15/24 | 08.10.2024 | 08.10.2025
Reagensi, izuzev za transfuziju | 404-1-110/24-44 | 290 | Reagensi i hemikalija za neautomatizovanu imunohistohemiju | 6 | CD163 Ab-1 | RGN217178 | pakovanje | 7 ml | Bio Sb | CD163 Ab-1 | 34005 | 20% | Magna Pharmacia d.o.o. | 105-15/24 | 08.10.2024 | 08.10.2025
Reagensi, izuzev za transfuziju | 404-1-110/24-44 | 290 | Reagensi i hemikalija za neautomatizovanu imunohistohemiju | 7 | CD2 (LFA-2) Ab-2 | RGN217179 | pakovanje | 7 ml | Bio Sb | CD2 (LFA-2) Ab-2 | 38352 | 20% | Magna Pharmacia d.o.o. | 105-15/24 | 08.10.2024 | 08.10.2025
Reagensi, izuzev za transfuziju | 404-1-110/24-44 | 290 | Reagensi i hemikalija za neautomatizovanu imunohistohemiju | 8 | CD20 Ab-1 | RGN217180 | pakovanje | 15 ml | Bio Sb | CD20 Ab-1 | 30302 | 20% | Magna Pharmacia d.o.o. | 105-15/24 | 08.10.2024 | 08.10.2025
Reagensi, izuzev za transfuziju | 404-1-110/24-44 | 290 | Reagensi i hemikalija za neautomatizovanu imunohistohemiju | 9 | CD30 (Reed-Sternberg Cell Marker) Ab-1 | RGN217181 | pakovanje | 15 ml | Bio Sb | CD30 (Reed-Sternberg Cell Marker) Ab-1 | 24633 | 20% | Magna Pharmacia d.o.o. | 105-15/24 | 08.10.2024 | 08.10.2025
Reagensi, izuzev za transfuziju | 404-1-110/24-44 | 290 | Reagensi i hemikalija za neautomatizovanu imunohistohemiju | 10 | CD34 (Endothelial Cell Marker) | RGN217182 | pakovanje | 15 ml | Bio Sb | CD34 (Endothelial Cell Marker) | 56672 | 20% | Magna Pharmacia d.o.o. | 105-15/24 | 08.10.2024 | 08.10.2025
Reagensi, izuzev za transfuziju | 404-1-110/24-44 | 290 | Reagensi i hemikalija za neautomatizovanu imunohistohemiju | 11 | CD45 / T200 / LCA | RGN217183 | pakovanje | 15 ml | Bio Sb | CD45 / T200 / LCA | 30659 | 20% | Magna Pharmacia d.o.o. | 105-15/24 | 08.10.2024 | 08.10.2025
Reagensi, izuzev za transfuziju | 404-1-110/24-44 | 290 | Reagensi i hemikalija za neautomatizovanu imunohistohemiju | 12 | CD45RO | RGN217184 | pakovanje | 7 ml | Bio Sb | CD45RO | 17135 | 20% | Magna Pharmacia d.o.o. | 105-15/24 | 08.10.2024 | 08.10.2025
Reagensi, izuzev za transfuziju | 404-1-110/24-44 | 290 | Reagensi i hemikalija za neautomatizovanu imunohistohemiju | 13 | CD45RO (T-Cell Marker) | RGN217185 | pakovanje | 15 ml | Bio Sb | CD45RO (T-Cell Marker) | 33108 | 20% | Magna Pharmacia d.o.o. | 105-15/24 | 08.10.2024 | 08.10.2025
Reagensi, izuzev za transfuziju | 404-1-110/24-44 | 290 | Reagensi i hemikalija za neautomatizovanu imunohistohemiju | 14 | CD71 / Transferrin Receptor | RGN217186 | pakovanje | 7 ml | Bio Sb | CD71 / Transferrin Receptor | 20010 | 20% | Magna Pharmacia d.o.o. | 105-15/24 | 08.10.2024 | 08.10.2025
Reagensi, izuzev za transfuziju | 404-1-110/24-44 | 290 | Reagensi i hemikalija za neautomatizovanu imunohistohemiju | 15 | CD8 | RGN217187 | pakovanje | 7 ml | Bio Sb | CD8 | 26737 | 20% | Magna Pharmacia d.o.o. | 105-15/24 | 08.10.2024 | 08.10.2025
Reagensi, izuzev za transfuziju | 404-1-110/24-44 | 290 | Reagensi i hemikalija za neautomatizovanu imunohistohemiju | 16 | Cytokeratin 14 | RGN217188 | pakovanje | 7 ml | Bio Sb | Cytokeratin 14 | 17135 | 20% | Magna Pharmacia d.o.o. | 105-15/24 | 08.10.2024 | 08.10.2025
Reagensi, izuzev za transfuziju | 404-1-110/24-44 | 290 | Reagensi i hemikalija za neautomatizovanu imunohistohemiju | 17 | D2-40 | RGN217189 | pakovanje | 7 ml | Bio Sb | D2-40 | 40825 | 20% | Magna Pharmacia d.o.o. | 105-15/24 | 08.10.2024 | 08.10.2025
Reagensi, izuzev za transfuziju | 404-1-110/24-44 | 290 | Reagensi i hemikalija za neautomatizovanu imunohistohemiju | 18 | Epithelial Membrane Antigen | RGN217190 | pakovanje | 15 ml | Bio Sb | Epithelial Membrane Antigen | 26208 | 20% | Magna Pharmacia d.o.o. | 105-15/24 | 08.10.2024 | 08.10.2025
Reagensi, izuzev za transfuziju | 404-1-110/24-44 | 290 | Reagensi i hemikalija za neautomatizovanu imunohistohemiju | 19 | Epithelial Specific Antigen/Ep-CAM Ab-9 | RGN217191 | pakovanje | 7 ml | Bio Sb | Epithelial Specific Antigen/Ep-CAM Ab-9 | 16502 | 20% | Magna Pharmacia d.o.o. | 105-15/24 | 08.10.2024 | 08.10.2025
Reagensi, izuzev za transfuziju | 404-1-110/24-44 | 290 | Reagensi i hemikalija za neautomatizovanu imunohistohemiju | 20 | GCDFP-15 (Gross Cystic Disease Fluid Protein-15) | RGN217192 | pakovanje | 7 ml | Bio Sb | GCDFP-15 (Gross Cystic Disease Fluid Protein-15) | 20872 | 20% | Magna Pharmacia d.o.o. | 105-15/24 | 08.10.2024 | 08.10.2025
Reagensi, izuzev za transfuziju | 404-1-110/24-44 | 290 | Reagensi i hemikalija za neautomatizovanu imunohistohemiju | 21 | GCDFP-15 (Gross Cystic Disease Fluid Protein-15) | RGN217193 | pakovanje | 15 ml | Bio Sb | GCDFP-15 (Gross Cystic Disease Fluid Protein-15) | 37547 | 20% | Magna Pharmacia d.o.o. | 105-15/24 | 08.10.2024 | 08.10.2025
Reagensi, izuzev za transfuziju | 404-1-110/24-44 | 290 | Reagensi i hemikalija za neautomatizovanu imunohistohemiju | 22 | Hepatocyte Ab-1 | RGN217194 | pakovanje | 7 ml | Bio Sb | Hepatocyte Ab-1 | 23724 | 20% | Magna Pharmacia d.o.o. | 105-15/24 | 08.10.2024 | 08.10.2025
Reagensi, izuzev za transfuziju | 404-1-110/24-44 | 290 | Reagensi i hemikalija za neautomatizovanu imunohistohemiju | 23 | IgD (delta-Heavy Chain) Ab-1 | RGN217195 | pakovanje | 7 ml | Bio Sb | IgD (delta-Heavy Chain) Ab-1 | 13570 | 20% | Magna Pharmacia d.o.o. | 105-15/24 | 08.10.2024 | 08.10.2025
Reagensi, izuzev za transfuziju | 404-1-110/24-44 | 290 | Reagensi i hemikalija za neautomatizovanu imunohistohemiju | 24 | Keratin 20 Ab-1 | RGN217196 | pakovanje | 15 ml | Bio Sb | Keratin 20 Ab-1 | 50117 | 20% | Magna Pharmacia d.o.o. | 105-15/24 | 08.10.2024 | 08.10.2025
Reagensi, izuzev za transfuziju | 404-1-110/24-44 | 290 | Reagensi i hemikalija za neautomatizovanu imunohistohemiju | 25 | Keratin 5 / 6 Ab-2 | RGN217197 | pakovanje | 15 ml | Bio Sb | Keratin 5 / 6 Ab-2 | 52267 | 20% | Magna Pharmacia d.o.o. | 105-15/24 | 08.10.2024 | 08.10.2025
Reagensi, izuzev za transfuziju | 404-1-110/24-44 | 290 | Reagensi i hemikalija za neautomatizovanu imunohistohemiju | 26 | Keratin 7 Ab-2 | RGN217198 | pakovanje | 15 ml | Bio Sb | Keratin 7 Ab-2 | 49588 | 20% | Magna Pharmacia d.o.o. | 105-15/24 | 08.10.2024 | 08.10.2025
Reagensi, izuzev za transfuziju | 404-1-110/24-44 | 290 | Reagensi i hemikalija za neautomatizovanu imunohistohemiju | 27 | Keratin, HMW Ab-3 | RGN217199 | pakovanje | 15 ml | Bio Sb | Keratin, HMW Ab-3 | 44275 | 20% | Magna Pharmacia d.o.o. | 105-15/24 | 08.10.2024 | 08.10.2025
Reagensi, izuzev za transfuziju | 404-1-110/24-44 | 290 | Reagensi i hemikalija za neautomatizovanu imunohistohemiju | 28 | Keratin, HMW Ab-3 | RGN217200 | pakovanje | 7 ml | Bio Sb | Keratin, HMW Ab-3 | 23023 | 20% | Magna Pharmacia d.o.o. | 105-15/24 | 08.10.2024 | 08.10.2025
Reagensi, izuzev za transfuziju | 404-1-110/24-44 | 290 | Reagensi i hemikalija za neautomatizovanu imunohistohemiju | 29 | Tinto Cytokeratin LMW CAM5.2 | RGN233705 | pakovanje | 7 ml | Bio Sb | Keratin, Low Molecular Weight Ab-1 | 54096 | 20% | Magna Pharmacia d.o.o. | 105-15/24 | 08.10.2024 | 08.10.2025
Reagensi, izuzev za transfuziju | 404-1-110/24-44 | 290 | Reagensi i hemikalija za neautomatizovanu imunohistohemiju | 30 | Keratin, Pan Ab-1 | RGN217202 | pakovanje | 15 ml | Bio Sb | Keratin, Pan Ab-1 | 33120 | 20% | Magna Pharmacia d.o.o. | 105-15/24 | 08.10.2024 | 08.10.2025
Reagensi, izuzev za transfuziju | 404-1-110/24-44 | 290 | Reagensi i hemikalija za neautomatizovanu imunohistohemiju | 31 | Lysozyme/Muramidase Ab-1 | RGN217203 | pakovanje | 7 ml | Bio Sb | Lysozyme/Muramidase Ab-1 | 22425 | 20% | Magna Pharmacia d.o.o. | 105-15/24 | 08.10.2024 | 08.10.2025
Reagensi, izuzev za transfuziju | 404-1-110/24-44 | 290 | Reagensi i hemikalija za neautomatizovanu imunohistohemiju | 32 | MART-1 / Melan-A (Melanoma Marker) Ab-4 | RGN217204 | pakovanje | 15 ml | Bio Sb | MART-1 / Melan-A (Melanoma Marker) Ab-4 | 51520 | 20% | Magna Pharmacia d.o.o. | 105-15/24 | 08.10.2024 | 08.10.2025
Reagensi, izuzev za transfuziju | 404-1-110/24-44 | 290 | Reagensi i hemikalija za neautomatizovanu imunohistohemiju | 33 | Melanoma (gp100) | RGN217205 | pakovanje | 7 ml | Bio Sb | Melanoma (gp100) | 31510 | 20% | Magna Pharmacia d.o.o. | 105-15/24 | 08.10.2024 | 08.10.2025
Reagensi, izuzev za transfuziju | 404-1-110/24-44 | 290 | Reagensi i hemikalija za neautomatizovanu imunohistohemiju | 34 | Melanoma (gp100) Ab-1 | RGN217206 | pakovanje | 15 ml | Bio Sb | Melanoma (gp100) Ab-1 | 52555 | 20% | Magna Pharmacia d.o.o. | 105-15/24 | 08.10.2024 | 08.10.2025
Reagensi, izuzev za transfuziju | 404-1-110/24-44 | 290 | Reagensi i hemikalija za neautomatizovanu imunohistohemiju | 35 | Mesothelioma Ab-1 | RGN217207 | pakovanje | 7 ml | Bio Sb | Mesothelioma Ab-1 | 21792 | 20% | Magna Pharmacia d.o.o. | 105-15/24 | 08.10.2024 | 08.10.2025
Reagensi, izuzev za transfuziju | 404-1-110/24-44 | 290 | Reagensi i hemikalija za neautomatizovanu imunohistohemiju | 36 | Mesothelioma Ab-1 | RGN217208 | pakovanje | 15 ml | Bio Sb | Mesothelioma Ab-1 | 38962 | 20% | Magna Pharmacia d.o.o. | 105-15/24 | 08.10.2024 | 08.10.2025
Reagensi, izuzev za transfuziju | 404-1-110/24-44 | 290 | Reagensi i hemikalija za neautomatizovanu imunohistohemiju | 37 | Tinto Myelin Basic Protein | RGN217209 | pakovanje | 7 ml | Bio Sb | Myelin Basic Protein Ab-1 | 66010 | 20% | Magna Pharmacia d.o.o. | 105-15/24 | 08.10.2024 | 08.10.2025
Reagensi, izuzev za transfuziju | 404-1-110/24-44 | 290 | Reagensi i hemikalija za neautomatizovanu imunohistohemiju | 38 | Myeloperoxidase (MPO) Ab-1 | RGN217210 | pakovanje | 7 ml | Bio Sb | Myeloperoxidase (MPO) Ab-1 | 16675 | 20% | Magna Pharmacia d.o.o. | 105-15/24 | 08.10.2024 | 08.10.2025
Reagensi, izuzev za transfuziju | 404-1-110/24-44 | 290 | Reagensi i hemikalija za neautomatizovanu imunohistohemiju | 39 | Myogenin | RGN217211 | pakovanje | 7 ml | Bio Sb | Myogenin | 29267 | 20% | Magna Pharmacia d.o.o. | 105-15/24 | 08.10.2024 | 08.10.2025
Reagensi, izuzev za transfuziju | 404-1-110/24-44 | 290 | Reagensi i hemikalija za neautomatizovanu imunohistohemiju | 40 | Tinto Myoglobin | RGN217212 | pakovanje | 7 ml | Bio Sb | Myoglobin | 19803 | 20% | Magna Pharmacia d.o.o. | 105-15/24 | 08.10.2024 | 08.10.2025
Reagensi, izuzev za transfuziju | 404-1-110/24-44 | 290 | Reagensi i hemikalija za neautomatizovanu imunohistohemiju | 41 | Neurofilament (200kDa & 68kDa) | RGN217213 | pakovanje | 7 ml | Bio Sb | Neurofilament (200kDa & 68kDa) | 18630 | 20% | Magna Pharmacia d.o.o. | 105-15/24 | 08.10.2024 | 08.10.2025
Reagensi, izuzev za transfuziju | 404-1-110/24-44 | 290 | Reagensi i hemikalija za neautomatizovanu imunohistohemiju | 42 | p504S/ AMACR | RGN217214 | pakovanje | 15 ml | Bio Sb | p504S/ AMACR | 55798 | 20% | Magna Pharmacia d.o.o. | 105-15/24 | 08.10.2024 | 08.10.2025
Reagensi, izuzev za transfuziju | 404-1-110/24-44 | 290 | Reagensi i hemikalija za neautomatizovanu imunohistohemiju | 43 | Perforin Ab-2 | RGN217215 | pakovanje | 7 ml | Bio Sb | Perforin Ab-2 | 33994 | 20% | Magna Pharmacia d.o.o. | 105-15/24 | 08.10.2024 | 08.10.2025
Reagensi, izuzev za transfuziju | 404-1-110/24-44 | 290 | Reagensi i hemikalija za neautomatizovanu imunohistohemiju | 44 | Renal Cell Carcinoma Marker (gp200) Ab-1 | RGN217216 | pakovanje | 15 ml | Bio Sb | Renal Cell Carcinoma Marker (gp200) Ab-1 | 39502 | 20% | Magna Pharmacia d.o.o. | 105-15/24 | 08.10.2024 | 08.10.2025
Reagensi, izuzev za transfuziju | 404-1-110/24-44 | 290 | Reagensi i hemikalija za neautomatizovanu imunohistohemiju | 45 | Retinoblastoma (Rb) Ab-1 | RGN217217 | pakovanje | 7 ml | Bio Sb | Retinoblastoma (Rb) Ab-1 | 22655 | 20% | Magna Pharmacia d.o.o. | 105-15/24 | 08.10.2024 | 08.10.2025
Reagensi, izuzev za transfuziju | 404-1-110/24-44 | 290 | Reagensi i hemikalija za neautomatizovanu imunohistohemiju | 46 | S100 Protein Ab-1 | RGN217218 | pakovanje | 7 ml | Bio Sb | S100 Protein Ab-1 | 16675 | 20% | Magna Pharmacia d.o.o. | 105-15/24 | 08.10.2024 | 08.10.2025
Reagensi, izuzev za transfuziju | 404-1-110/24-44 | 290 | Reagensi i hemikalija za neautomatizovanu imunohistohemiju | 47 | TTF-1 (Thyroid Transcription Factor-1) | RGN217219 | pakovanje | 15 ml | Bio Sb | TTF-1 (Thyroid Transcription Factor-1) | 30475 | 20% | Magna Pharmacia d.o.o. | 105-15/24 | 08.10.2024 | 08.10.2025
Reagensi, izuzev za transfuziju | 404-1-110/24-44 | 290 | Reagensi i hemikalija za neautomatizovanu imunohistohemiju | 48 | Villin | RGN217221 | pakovanje | 15 ml | Bio Sb | Villin | 50117 | 20% | Magna Pharmacia d.o.o. | 105-15/24 | 08.10.2024 | 08.10.2025
Reagensi, izuzev za transfuziju | 404-1-110/24-44 | 290 | Reagensi i hemikalija za neautomatizovanu imunohistohemiju | 49 | Vimentin Ab-2 | RGN217222 | pakovanje | 15 ml | Bio Sb | Vimentin Ab-2 | 30279 | 20% | Magna Pharmacia d.o.o. | 105-15/24 | 08.10.2024 | 08.10.2025
Reagensi, izuzev za transfuziju | 404-1-110/24-44 | 290 | Reagensi i hemikalija za neautomatizovanu imunohistohemiju | 50 | ZAP-70 | RGN217223 | pakovanje | 0,1 ml | Bio Sb | ZAP-70 | 14892 | 20% | Magna Pharmacia d.o.o. | 105-15/24 | 08.10.2024 | 08.10.2025
Reagensi, izuzev za transfuziju | 404-1-110/24-44 | 290 | Reagensi i hemikalija za neautomatizovanu imunohistohemiju | 51 | Antybody Diluent. | RGN217224 | pakovanje | 125 ml | Bio Sb | Antybody Diluent. | 18400 | 20% | Magna Pharmacia d.o.o. | 105-15/24 | 08.10.2024 | 08.10.2025
Reagensi, izuzev za transfuziju | 404-1-110/24-44 | 290 | Reagensi i hemikalija za neautomatizovanu imunohistohemiju | 52 | Mouse/Rabbit PolyDetector Plus DAB HRP Brown, 200 ml (2000 testova) | RGN217225 | pakovanje | 200 ml | Bio Sb | Mouse/Rabbit PolyDetector Plus DAB HRP Brown, 200 ml (2000 Tests) | 287500 | 20% | Magna Pharmacia d.o.o. | 105-15/24 | 08.10.2024 | 08.10.2025
Reagensi, izuzev za transfuziju | 404-1-110/24-44 | 290 | Reagensi i hemikalija za neautomatizovanu imunohistohemiju | 53 | MDM2, MMab | RGN233706 | pakovanje | 0,5 ml | Bio Sb | MDM2, MMab | 55550 | 20% | Magna Pharmacia d.o.o. | 105-15/24 | 08.10.2024 | 08.10.2025
Reagensi, izuzev za transfuziju | 404-1-110/24-44 | 290 | Reagensi i hemikalija za neautomatizovanu imunohistohemiju | 54 | CD14 | RGN233707 | pakovanje | 0,5 ml | Bio Sb | CD14 | 49450 | 20% | Magna Pharmacia d.o.o. | 105-15/24 | 08.10.2024 | 08.10.2025
Reagensi, izuzev za transfuziju | 404-1-110/24-44 | 290 | Reagensi i hemikalija za neautomatizovanu imunohistohemiju | 55 | Desmin | RGN233708 | pakovanje | 0,5 ml | Bio Sb | Desmin | 55060 | 20% | Magna Pharmacia d.o.o. | 105-15/24 | 08.10.2024 | 08.10.2025
Reagensi, izuzev za transfuziju | 404-1-110/24-44 | 290 | Reagensi i hemikalija za neautomatizovanu imunohistohemiju | 56 | Cytokeratin 8 | RGN233709 | pakovanje | 0,5 ml | Bio Sb | Cytokeratin 8 | 55060 | 20% | Magna Pharmacia d.o.o. | 105-15/24 | 08.10.2024 | 08.10.2025
Reagensi, izuzev za transfuziju | 404-1-110/24-44 | 290 | Reagensi i hemikalija za neautomatizovanu imunohistohemiju | 57 | TLE1 | RGN233710 | pakovanje | 0,5 ml | Bio Sb | TLE1 | 55860 | 20% | Magna Pharmacia d.o.o. | 105-15/24 | 08.10.2024 | 08.10.2025
Reagensi, izuzev za transfuziju | 404-1-110/24-44 | 290 | Reagensi i hemikalija za neautomatizovanu imunohistohemiju | 58 | MiTF | RGN233711 | pakovanje | 0,5 ml | Bio Sb | MiTF | 41700 | 20% | Magna Pharmacia d.o.o. | 105-15/24 | 08.10.2024 | 08.10.2025
Reagensi, izuzev za transfuziju | 404-1-110/24-44 | 290 | Reagensi i hemikalija za neautomatizovanu imunohistohemiju | 59 | Uroplakin III | RGN233712 | pakovanje | 0,5 ml | Bio Sb | Uroplakin III | 64550 | 20% | Magna Pharmacia d.o.o. | 105-15/24 | 08.10.2024 | 08.10.2025
Reagensi, izuzev za transfuziju | 404-1-110/24-44 | 290 | Reagensi i hemikalija za neautomatizovanu imunohistohemiju | 60 | PolyDetector Liquid AEC HRP Red Ready-To-Use | RGN233713 | pakovanje | 100 ml | Bio Sb | PolyDetector Liquid AEC HRP Red Ready-To-Use | 19320 | 20% | Magna Pharmacia d.o.o. | 105-15/24 | 08.10.2024 | 08.10.2025
Reagensi, izuzev za transfuziju | 404-1-110/24-44 | 290 | Reagensi i hemikalija za neautomatizovanu imunohistohemiju | 61 | CD138 | RGN233714 | pakovanje | 0,5 ml | Bio Sb | CD138 | 46850 | 20% | Magna Pharmacia d.o.o. | 105-15/24 | 08.10.2024 | 08.10.2025
Reagensi, izuzev za transfuziju | 404-1-110/24-44 | 290 | Reagensi i hemikalija za neautomatizovanu imunohistohemiju | 62 | CD14 | RGN233715 | pakovanje | 0,5 ml | Bio Sb | CD14 | 49430 | 20% | Magna Pharmacia d.o.o. | 105-15/24 | 08.10.2024 | 08.10.2025
Reagensi, izuzev za transfuziju | 404-1-110/24-44 | 290 | Reagensi i hemikalija za neautomatizovanu imunohistohemiju | 63 | WT1 | RGN233716 | pakovanje | 0,5 ml | Bio Sb | WT1 | 33810 | 20% | Magna Pharmacia d.o.o. | 105-15/24 | 08.10.2024 | 08.10.2025
Reagensi, izuzev za transfuziju | 404-1-110/24-44 | 290 | Reagensi i hemikalija za neautomatizovanu imunohistohemiju | 64 | CD1a | RGN233717 | pakovanje | 0,5 ml | Bio Sb | CD1a | 60375 | 20% | Magna Pharmacia d.o.o. | 105-15/24 | 08.10.2024 | 08.10.2025
Reagensi, izuzev za transfuziju | 404-1-110/24-44 | 290 | Reagensi i hemikalija za neautomatizovanu imunohistohemiju | 65 | CD23 | RGN233718 | pakovanje | 0,5 ml | Bio Sb | CD23 | 67780 | 20% | Magna Pharmacia d.o.o. | 105-15/24 | 08.10.2024 | 08.10.2025
Reagensi, izuzev za transfuziju | 404-1-110/24-44 | 290 | Reagensi i hemikalija za neautomatizovanu imunohistohemiju | 66 | CD35 | RGN233719 | pakovanje | 0,5 ml | Bio Sb | CD35 | 72611 | 20% | Magna Pharmacia d.o.o. | 105-15/24 | 08.10.2024 | 08.10.2025
Reagensi, izuzev za transfuziju | 404-1-110/24-44 | 290 | Reagensi i hemikalija za neautomatizovanu imunohistohemiju | 67 | p63 | RGN233720 | pakovanje | 0,5 ml | Bio Sb | p63 | 42350 | 20% | Magna Pharmacia d.o.o. | 105-15/24 | 08.10.2024 | 08.10.2025
Reagensi, izuzev za transfuziju | 404-1-110/24-44 | 290 | Reagensi i hemikalija za neautomatizovanu imunohistohemiju | 68 | Synaptophysin | RGN233721 | pakovanje | 0,5 ml | Bio Sb | Synaptophysin | 55060 | 20% | Magna Pharmacia d.o.o. | 105-15/24 | 08.10.2024 | 08.10.2025
Reagensi, izuzev za transfuziju | 404-1-110/24-44 | 290 | Reagensi i hemikalija za neautomatizovanu imunohistohemiju | 69 | CD21 | RGN233722 | pakovanje | 0,5 ml | Bio Sb | CD21 | 56350 | 20% | Magna Pharmacia d.o.o. | 105-15/24 | 08.10.2024 | 08.10.2025
Reagensi, izuzev za transfuziju | 404-1-110/24-44 | 290 | Reagensi i hemikalija za neautomatizovanu imunohistohemiju | 70 | STAT6 | RGN233723 | pakovanje | 0,5 ml | Bio Sb | STAT6 | 74220 | 20% | Magna Pharmacia d.o.o. | 105-15/24 | 08.10.2024 | 08.10.2025
Reagensi, izuzev za transfuziju | 404-1-110/24-44 | 290 | Reagensi i hemikalija za neautomatizovanu imunohistohemiju | 71 | c-Myc | RGN233724 | pakovanje | 0,5 ml | Bio Sb | c-Myc | 49850 | 20% | Magna Pharmacia d.o.o. | 105-15/24 | 08.10.2024 | 08.10.2025
Reagensi, izuzev za transfuziju | 404-1-110/24-44 | 290 | Reagensi i hemikalija za neautomatizovanu imunohistohemiju | 72 | Chromogranin A | RGN233725 | pakovanje | 0,5 ml | Bio Sb | Chromogranin A | 31878 | 20% | Magna Pharmacia d.o.o. | 105-15/24 | 08.10.2024 | 08.10.2025
Reagensi, izuzev za transfuziju | 404-1-110/24-44 | 290 | Reagensi i hemikalija za neautomatizovanu imunohistohemiju | 73 | MyoD1 | RGN233726 | pakovanje | 0,5 ml | Bio Sb | MyoD1 | 74860 | 20% | Magna Pharmacia d.o.o. | 105-15/24 | 08.10.2024 | 08.10.2025
Reagensi, izuzev za transfuziju | 404-1-110/24-44 | 290 | Reagensi i hemikalija za neautomatizovanu imunohistohemiju | 74 | Tinto NUT/NUTM1 RTU | RGN233727 | pakovanje | 7 ml | Bio Sb | Tinto NUT/NUTM1 RTU | 39835 | 20% | Magna Pharmacia d.o.o. | 105-15/24 | 08.10.2024 | 08.10.2025
Reagensi, izuzev za transfuziju | 404-1-110/24-44 | 291 | Laboratorijski testovi i reagensi za aparat Ventana HE 600 | 1 | Ventana HE 600 Wash | RGN231170 | pakovanje | 4000 ml | Ventana Mdical Systems, Inc. | VENTANA HE 600 Wash | 9476.99 | 20% | Adoc d.o.o. | 105-1/24 | 08.10.2024 | 08.10.2025
Reagensi, izuzev za transfuziju | 404-1-110/24-44 | 291 | Laboratorijski testovi i reagensi za aparat Ventana HE 600 | 2 | Ventana HE 600 Bluing | RGN231171 | pakovanje | 2000 ml | Ventana Mdical Systems, Inc. | Ventana HE 600 Bluing | 4730.36 | 20% | Adoc d.o.o. | 105-1/24 | 08.10.2024 | 08.10.2025
Reagensi, izuzev za transfuziju | 404-1-110/24-44 | 291 | Laboratorijski testovi i reagensi za aparat Ventana HE 600 | 3 | Ventana HE 600 Hematoxylin | RGN231172 | pakovanje | 2000 ml | Ventana Mdical Systems, Inc. | VENTANA HE 600 Hematoxylin | 20339.99 | 20% | Adoc d.o.o. | 105-1/24 | 08.10.2024 | 08.10.2025
Reagensi, izuzev za transfuziju | 404-1-110/24-44 | 291 | Laboratorijski testovi i reagensi za aparat Ventana HE 600 | 4 | Ventana HE 600 Eosin | RGN231173 | pakovanje | 2000 ml | Ventana Mdical Systems, Inc. | Ventana HE 600 Eosin | 7326.04 | 20% | Adoc d.o.o. | 105-1/24 | 08.10.2024 | 08.10.2025
Reagensi, izuzev za transfuziju | 404-1-110/24-44 | 291 | Laboratorijski testovi i reagensi za aparat Ventana HE 600 | 5 | Ventana HE 600 Organic Solution | RGN231174 | pakovanje | 2000 ml | Ventana Mdical Systems, Inc. | Ventana HE 600 Organic Solution | 6471 | 20% | Adoc d.o.o. | 105-1/24 | 08.10.2024 | 08.10.2025
Reagensi, izuzev za transfuziju | 404-1-110/24-44 | 291 | Laboratorijski testovi i reagensi za aparat Ventana HE 600 | 6 | Ventana HE 600 Differentiating Solution | RGN231175 | pakovanje | 2000 ml | Ventana Mdical Systems, Inc. | Ventana HE 600 Differentiating Solution | 4033.8 | 20% | Adoc d.o.o. | 105-1/24 | 08.10.2024 | 08.10.2025
Reagensi, izuzev za transfuziju | 404-1-110/24-44 | 291 | Laboratorijski testovi i reagensi za aparat Ventana HE 600 | 7 | Ventana HE 600 Transfer Fluid | RGN231176 | pakovanje | 2000 ml | Ventana Mdical Systems, Inc. | Ventana HE 600 Transfer Fluid | 9396 | 20% | Adoc d.o.o. | 105-1/24 | 08.10.2024 | 08.10.2025
Reagensi, izuzev za transfuziju | 404-1-110/24-44 | 291 | Laboratorijski testovi i reagensi za aparat Ventana HE 600 | 8 | Ventana HE 600 Cleaning Solution | RGN231177 | pakovanje | 2000 ml | Ventana Mdical Systems, Inc. | Ventana HE 600 Cleaning Agent | 3832.2 | 20% | Adoc d.o.o. | 105-1/24 | 08.10.2024 | 08.10.2025
Reagensi, izuzev za transfuziju | 404-1-110/24-44 | 291 | Laboratorijski testovi i reagensi za aparat Ventana HE 600 | 9 | Ventana HE 600 Coverslip Activator (2Pack) | RGN231178 | pakovanje | 240 ml | Ventana Mdical Systems, Inc. | Ventana HE 600 Coverslip Activator | 25377.3 | 20% | Adoc d.o.o. | 105-1/24 | 08.10.2024 | 08.10.2025
Reagensi, izuzev za transfuziju | 404-1-110/24-44 | 291 | Laboratorijski testovi i reagensi za aparat Ventana HE 600 | 10 | Coverslip Cassette, 12-Pack | RGN231179 | pakovanje | 2040 kom | Ventana Mdical Systems, Inc. | Ventana HE 600 Coverslips | 125100 | 20% | Adoc d.o.o. | 105-1/24 | 08.10.2024 | 08.10.2025
Reagensi, izuzev za transfuziju | 404-1-110/24-44 | 292 | Reagensi za aparat Autostainer XL za H&E, spec.boj. | 1 | Hematoxylin Mayer | RGN231180 | komad | 1L | BioOptica | Mayer Hematoxylin | 6000 | 20% | Galen-Fokus d.o.o. | 105-9/24 | 14.10.2024 | 14.10.2025
Reagensi, izuzev za transfuziju | 404-1-110/24-44 | 292 | Reagensi za aparat Autostainer XL za H&E, spec.boj. | 2 | Alcoolpath absolute | RGN231181 | komad | 2,5L | BioOptica | Alcoolpath absolute | 4300 | 20% | Galen-Fokus d.o.o. | 105-9/24 | 14.10.2024 | 14.10.2025
Reagensi, izuzev za transfuziju | 404-1-110/24-44 | 292 | Reagensi za aparat Autostainer XL za H&E, spec.boj. | 3 | Alcoolpath 95 | RGN231182 | komad | 2,5L | BioOptica | Alcoolpath 95 | 3800 | 20% | Galen-Fokus d.o.o. | 105-9/24 | 14.10.2024 | 14.10.2025
Reagensi, izuzev za transfuziju | 404-1-110/24-44 | 292 | Reagensi za aparat Autostainer XL za H&E, spec.boj. | 4 | Xylene histological grade | RGN231183 | komad | 2,5L | BioOptica | Xylene histological | 4000 | 20% | Galen-Fokus d.o.o. | 105-9/24 | 14.10.2024 | 14.10.2025
Reagensi, izuzev za transfuziju | 404-1-110/24-44 | 292 | Reagensi za aparat Autostainer XL za H&E, spec.boj. | 5 | Eosin Y aqueous solution 1% | RGN231184 | komad | 1L | BioOptica | Eosin Y 1% aqueous solution | 4400 | 20% | Galen-Fokus d.o.o. | 105-9/24 | 14.10.2024 | 14.10.2025
Reagensi, izuzev za transfuziju | 404-1-110/24-44 | 292 | Reagensi za aparat Autostainer XL za H&E, spec.boj. | 6 | Bio Mount HM | RGN231185 | komad | 500ml | BioOptica | Bio Mount HM | 7100 | 20% | Galen-Fokus d.o.o. | 105-9/24 | 14.10.2024 | 14.10.2025
Reagensi, izuzev za transfuziju | 404-1-110/24-44 | 292 | Reagensi za aparat Autostainer XL za H&E, spec.boj. | 7 | Microscope Slide, Ground Edges, WHITE Color Frosted , 45° Clipped Corners,Printable | RGN231186 | komad | 50kom | Citotest | Predmetna stakla ,brušena 45 ,bela -printable | 650 | 20% | Galen-Fokus d.o.o. | 105-9/24 | 14.10.2024 | 14.10.2025
Reagensi, izuzev za transfuziju | 404-1-110/24-44 | 292 | Reagensi za aparat Autostainer XL za H&E, spec.boj. | 8 | Microscope Cover Glass 24×50mm, Super White Glass, 1.0# 0.13-0.16mm thick, 100pcs | RGN231187 | komad | 100kom | Citotest | Pokrovna stakla 24x50 | 370 | 20% | Galen-Fokus d.o.o. | 105-9/24 | 14.10.2024 | 14.10.2025
Reagensi, izuzev za transfuziju | 404-1-110/24-44 | 293 | Reagensi za aparat MYR SS30 aparat za H&E bojenje | 1 | Hematoxylin Mayer | RGN231188 | komad | 1L | BioOptica | Mayer Hematoxylin | 6000 | 20% | Galen-Fokus d.o.o. | 105-9/24 | 14.10.2024 | 14.10.2025
Reagensi, izuzev za transfuziju | 404-1-110/24-44 | 293 | Reagensi za aparat MYR SS30 aparat za H&E bojenje | 2 | Alcoolpath absolute | RGN231189 | komad | 2,5L | BioOptica | Alcoolpath absolute | 4300 | 20% | Galen-Fokus d.o.o. | 105-9/24 | 14.10.2024 | 14.10.2025
Reagensi, izuzev za transfuziju | 404-1-110/24-44 | 293 | Reagensi za aparat MYR SS30 aparat za H&E bojenje | 3 | Alcoolpath 95 | RGN231190 | komad | 2,5L | BioOptica | Alcoolpath 95 | 3800 | 20% | Galen-Fokus d.o.o. | 105-9/24 | 14.10.2024 | 14.10.2025
Reagensi, izuzev za transfuziju | 404-1-110/24-44 | 293 | Reagensi za aparat MYR SS30 aparat za H&E bojenje | 4 | Xylene histological grade | RGN231191 | komad | 2,5L | BioOptica | Xylene histological | 4000 | 20% | Galen-Fokus d.o.o. | 105-9/24 | 14.10.2024 | 14.10.2025
Reagensi, izuzev za transfuziju | 404-1-110/24-44 | 293 | Reagensi za aparat MYR SS30 aparat za H&E bojenje | 5 | Eosin Y aqueous solution 1% | RGN231192 | komad | 1L | BioOptica | Eosin Y 1% aqueous solution | 4400 | 20% | Galen-Fokus d.o.o. | 105-9/24 | 14.10.2024 | 14.10.2025
Reagensi, izuzev za transfuziju | 404-1-110/24-44 | 293 | Reagensi za aparat MYR SS30 aparat za H&E bojenje | 6 | Bio Mount HM | RGN231193 | komad | 500ml | BioOptica | Bio Mount HM | 7100 | 20% | Galen-Fokus d.o.o. | 105-9/24 | 14.10.2024 | 14.10.2025
Reagensi, izuzev za transfuziju | 404-1-110/24-44 | 293 | Reagensi za aparat MYR SS30 aparat za H&E bojenje | 7 | Microscope Slide, Ground Edges, WHITE Color Frosted , 45° Clipped Corners,Printable | RGN231194 | komad | 50kom | Citotest | Predmetna stakla ,brušena 45 ,bela -printable | 650 | 20% | Galen-Fokus d.o.o. | 105-9/24 | 14.10.2024 | 14.10.2025
Reagensi, izuzev za transfuziju | 404-1-110/24-44 | 293 | Reagensi za aparat MYR SS30 aparat za H&E bojenje | 8 | Microscope Cover Glass 24×50mm, Super White Glass, 1.0# 0.13-0.16mm thick, 100pcs | RGN231195 | komad | 100kom | Citotest | Pokrovna stakla 24x50 | 370 | 20% | Galen-Fokus d.o.o. | 105-9/24 | 14.10.2024 | 14.10.2025
Reagensi, izuzev za transfuziju | 404-1-110/24-44 | 294 | Reagensi za aparat za bojenje slajdova i pokrivanje stakala u histolopatologiji - Gemini AS, Clear Vue | 1 | Clearant, Xylene | RGN231196 | pakovanje | 20000mL | Epredia | Xylene | 35000 | 20% | Labteh d.o.o. | 105-13/24 | 08.10.2024 | 08.10.2025
Reagensi, izuzev za transfuziju | 404-1-110/24-44 | 294 | Reagensi za aparat za bojenje slajdova i pokrivanje stakala u histolopatologiji - Gemini AS, Clear Vue | 2 | Dehyd,Dehydrant | RGN231197 | pakovanje | 20000mL | Epredia | Richard-Allan Scientific 100% Dehydrant | 17000 | 20% | Labteh d.o.o. | 105-13/24 | 08.10.2024 | 08.10.2025
Reagensi, izuzev za transfuziju | 404-1-110/24-44 | 294 | Reagensi za aparat za bojenje slajdova i pokrivanje stakala u histolopatologiji - Gemini AS, Clear Vue | 3 | Dehyd,Dehydrant 95%,4x5L | RGN231198 | pakovanje | 20000mL | Epredia | Richard-Allan Scientific 95% Dehydrant | 21600 | 20% | Labteh d.o.o. | 105-13/24 | 08.10.2024 | 08.10.2025
Reagensi, izuzev za transfuziju | 404-1-110/24-44 | 294 | Reagensi za aparat za bojenje slajdova i pokrivanje stakala u histolopatologiji - Gemini AS, Clear Vue | 4 | Stain,Hematoxylin 7212,5L | RGN231199 | pakovanje | 5000mL | Epredia | Hematoxylin 7212 | 64000 | 20% | Labteh d.o.o. | 105-13/24 | 08.10.2024 | 08.10.2025
Reagensi, izuzev za transfuziju | 404-1-110/24-44 | 294 | Reagensi za aparat za bojenje slajdova i pokrivanje stakala u histolopatologiji - Gemini AS, Clear Vue | 5 | Stain,Clarifier 2, 5L | RGN231200 | pakovanje | 5000mL | Epredia | Clarifier 2 | 23000 | 20% | Labteh d.o.o. | 105-13/24 | 08.10.2024 | 08.10.2025
Reagensi, izuzev za transfuziju | 404-1-110/24-44 | 294 | Reagensi za aparat za bojenje slajdova i pokrivanje stakala u histolopatologiji - Gemini AS, Clear Vue | 6 | Stain,Bluing Reagent, 5L | RGN231201 | pakovanje | 5000mL | Epredia | Bluing Reagent | 32000 | 20% | Labteh d.o.o. | 105-13/24 | 08.10.2024 | 08.10.2025
Reagensi, izuzev za transfuziju | 404-1-110/24-44 | 294 | Reagensi za aparat za bojenje slajdova i pokrivanje stakala u histolopatologiji - Gemini AS, Clear Vue | 7 | Stain,Eosin Y,5L | RGN231202 | pakovanje | 5000mL | Epredia | Eosin-Y | 150000 | 20% | Labteh d.o.o. | 105-13/24 | 08.10.2024 | 08.10.2025
Reagensi, izuzev za transfuziju | 404-1-110/24-44 | 294 | Reagensi za aparat za bojenje slajdova i pokrivanje stakala u histolopatologiji - Gemini AS, Clear Vue | 8 | CLEARVUE MOUNTANT XYL ( 2 x 0,47 L) | RGN231203 | pakovanje | 940mL | Epredia | ClearVue XYL Mountant | 19000 | 20% | Labteh d.o.o. | 105-13/24 | 08.10.2024 | 08.10.2025
Reagensi, izuzev za transfuziju | 404-1-110/24-44 | 294 | Reagensi za aparat za bojenje slajdova i pokrivanje stakala u histolopatologiji - Gemini AS, Clear Vue | 9 | SLIP HOPPER 24x50mm #1.5 | RGN231204 | pakovanje | 1000 komada | Epredia | SLIP HOPPER 24x50mm #1.5 | 28000 | 20% | Labteh d.o.o. | 105-13/24 | 08.10.2024 | 08.10.2025
Reagensi, izuzev za transfuziju | 404-1-110/24-44 | 294 | Reagensi za aparat za bojenje slajdova i pokrivanje stakala u histolopatologiji - Gemini AS, Clear Vue | 10 | SLIP HOPPER 24x55mm #1.5 | RGN231205 | pakovanje | 1000 komada | Epredia | SLIP HOPPER 24x55mm #1.5 | 28000 | 20% | Labteh d.o.o. | 105-13/24 | 08.10.2024 | 08.10.2025
Reagensi, izuzev za transfuziju | 404-1-110/24-44 | 294 | Reagensi za aparat za bojenje slajdova i pokrivanje stakala u histolopatologiji - Gemini AS, Clear Vue | 11 | Predmenta stakla - Slides Menzel 50, Slide cut frosted 20 mm (Brušena) | RGN231206 | pakovanje | 50 komada | Epredia | Microscope Slides | 500 | 20% | Labteh d.o.o. | 105-13/24 | 08.10.2024 | 08.10.2025
Reagensi, izuzev za transfuziju | 404-1-110/24-44 | 294 | Reagensi za aparat za bojenje slajdova i pokrivanje stakala u histolopatologiji - Gemini AS, Clear Vue | 12 | Pozitivno naelektrisana predmetna stakla- Menzel Superfrost: 75 x 25 mm | RGN231207 | pakovanje | 72 komada | Epredia | SuperFrost Plus | 4000 | 20% | Labteh d.o.o. | 105-13/24 | 08.10.2024 | 08.10.2025
Reagensi, izuzev za transfuziju | 404-1-110/24-44 | 294 | Reagensi za aparat za bojenje slajdova i pokrivanje stakala u histolopatologiji - Gemini AS, Clear Vue | 13 | Pokrovna stakla 15x15mm , 100 kom/pak | RGN241797 | pakovanje | 100 komada | Epredia | Cover slips 15x15mm | 290 | 20% | Labteh d.o.o. | 105-13/24 | 08.10.2024 | 08.10.2025
Reagensi, izuzev za transfuziju | 404-1-110/24-44 | 294 | Reagensi za aparat za bojenje slajdova i pokrivanje stakala u histolopatologiji - Gemini AS, Clear Vue | 14 | Pokrovna stakla 24x32mm, 100 kom/pak | RGN241798 | pakovanje | 100 komada | Epredia | Cover slips 24x32mm | 570 | 20% | Labteh d.o.o. | 105-13/24 | 08.10.2024 | 08.10.2025
Reagensi, izuzev za transfuziju | 404-1-110/24-44 | 294 | Reagensi za aparat za bojenje slajdova i pokrivanje stakala u histolopatologiji - Gemini AS, Clear Vue | 15 | Pokrovna stakla 22x22mm, 100 kom/pak | RGN241799 | pakovanje | 100 komada | Epredia | Cover slips 22x22mm | 370 | 20% | Labteh d.o.o. | 105-13/24 | 08.10.2024 | 08.10.2025
Reagensi, izuzev za transfuziju | 404-1-110/24-44 | 294 | Reagensi za aparat za bojenje slajdova i pokrivanje stakala u histolopatologiji - Gemini AS, Clear Vue | 16 | Pokrovna stakla 24x24mm, 100 kom/pak | RGN241800 | pakovanje | 100 komada | Epredia | Cover slips 24x24mm | 400 | 20% | Labteh d.o.o. | 105-13/24 | 08.10.2024 | 08.10.2025
Reagensi, izuzev za transfuziju | 404-1-110/24-44 | 294 | Reagensi za aparat za bojenje slajdova i pokrivanje stakala u histolopatologiji - Gemini AS, Clear Vue | 17 | Pokrovna stakla 24x40mm, 100 kom/pak | RGN241801 | pakovanje | 100 komada | Epredia | Cover slips 24x40mm | 690 | 20% | Labteh d.o.o. | 105-13/24 | 08.10.2024 | 08.10.2025
Reagensi, izuzev za transfuziju | 404-1-110/24-44 | 294 | Reagensi za aparat za bojenje slajdova i pokrivanje stakala u histolopatologiji - Gemini AS, Clear Vue | 18 | Pokrovna stakla 24x50mm, 100 kom/pak | RGN241802 | pakovanje | 100 komada | Epredia | Cover slips 24x50mm | 800 | 20% | Labteh d.o.o. | 105-13/24 | 08.10.2024 | 08.10.2025
Reagensi, izuzev za transfuziju | 404-1-110/24-44 | 294 | Reagensi za aparat za bojenje slajdova i pokrivanje stakala u histolopatologiji - Gemini AS, Clear Vue | 19 | Vapour Filter | RGN241803 | komad | 1 kom | Epredia | Vapour Filter | 26950 | 20% | Labteh d.o.o. | 105-13/24 | 08.10.2024 | 08.10.2025
Reagensi, izuzev za transfuziju | 404-1-110/24-44 | 295 | Reagensi i potrošni materijal za procesiranje, obradu i pripremu preseka tkiva za aparate (Tkivni procesor Leica serije TP/ASP/PEARL/PEGASUS, Aparat za kalupljenje Leica, Mikrotom Leica serije RM/SM/HistoCore CUT i Kriotom Leica) | 1 | Formalin spreman za upotrebu RTU | RGN241804 | pakovanje | 10L | BioOptica | Formalin 10% solution neutral buffered | 3490 | 20% | Galen-Fokus d.o.o. | 105-9/24 | 14.10.2024 | 14.10.2025
Reagensi, izuzev za transfuziju | 404-1-110/24-44 | 295 | Reagensi i potrošni materijal za procesiranje, obradu i pripremu preseka tkiva za aparate (Tkivni procesor Leica serije TP/ASP/PEARL/PEGASUS, Aparat za kalupljenje Leica, Mikrotom Leica serije RM/SM/HistoCore CUT i Kriotom Leica) | 2 | Apsolutni alkohol | RGN241805 | pakovanje | 2,5L | BioOptica | Alcoolpath | 4300 | 20% | Galen-Fokus d.o.o. | 105-9/24 | 14.10.2024 | 14.10.2025
Reagensi, izuzev za transfuziju | 404-1-110/24-44 | 295 | Reagensi i potrošni materijal za procesiranje, obradu i pripremu preseka tkiva za aparate (Tkivni procesor Leica serije TP/ASP/PEARL/PEGASUS, Aparat za kalupljenje Leica, Mikrotom Leica serije RM/SM/HistoCore CUT i Kriotom Leica) | 3 | Alkohol 95 | RGN241806 | pakovanje | 2,5L | BioOptica | Alcoolpath 95 | 3800 | 20% | Galen-Fokus d.o.o. | 105-9/24 | 14.10.2024 | 14.10.2025
Reagensi, izuzev za transfuziju | 404-1-110/24-44 | 295 | Reagensi i potrošni materijal za procesiranje, obradu i pripremu preseka tkiva za aparate (Tkivni procesor Leica serije TP/ASP/PEARL/PEGASUS, Aparat za kalupljenje Leica, Mikrotom Leica serije RM/SM/HistoCore CUT i Kriotom Leica) | 4 | Ksilol za procesiranje - clearing | RGN241807 | pakovanje | 2,5L | BioOptica | Xylene histological grade | 4000 | 20% | Galen-Fokus d.o.o. | 105-9/24 | 14.10.2024 | 14.10.2025
Reagensi, izuzev za transfuziju | 404-1-110/24-44 | 295 | Reagensi i potrošni materijal za procesiranje, obradu i pripremu preseka tkiva za aparate (Tkivni procesor Leica serije TP/ASP/PEARL/PEGASUS, Aparat za kalupljenje Leica, Mikrotom Leica serije RM/SM/HistoCore CUT i Kriotom Leica) | 5 | Ekološka mikstura za "clearing" | RGN241808 | pakovanje | 5L | Milestone | MileGreen | 8500 | 20% | Galen-Fokus d.o.o. | 105-9/24 | 14.10.2024 | 14.10.2025
Reagensi, izuzev za transfuziju | 404-1-110/24-44 | 295 | Reagensi i potrošni materijal za procesiranje, obradu i pripremu preseka tkiva za aparate (Tkivni procesor Leica serije TP/ASP/PEARL/PEGASUS, Aparat za kalupljenje Leica, Mikrotom Leica serije RM/SM/HistoCore CUT i Kriotom Leica) | 6 | Parafin za procesor | RGN241809 | pakovanje | 1kg | Citotest | Paraffin Wax 56-58 | 1670 | 20% | Galen-Fokus d.o.o. | 105-9/24 | 14.10.2024 | 14.10.2025
Reagensi, izuzev za transfuziju | 404-1-110/24-44 | 295 | Reagensi i potrošni materijal za procesiranje, obradu i pripremu preseka tkiva za aparate (Tkivni procesor Leica serije TP/ASP/PEARL/PEGASUS, Aparat za kalupljenje Leica, Mikrotom Leica serije RM/SM/HistoCore CUT i Kriotom Leica) | 7 | Kasete za termalni štampač | RGN241810 | pakovanje | 2000kom | CellPath | Pi Slotted Cassette | 41900 | 20% | Galen-Fokus d.o.o. | 105-9/24 | 14.10.2024 | 14.10.2025
Reagensi, izuzev za transfuziju | 404-1-110/24-44 | 295 | Reagensi i potrošni materijal za procesiranje, obradu i pripremu preseka tkiva za aparate (Tkivni procesor Leica serije TP/ASP/PEARL/PEGASUS, Aparat za kalupljenje Leica, Mikrotom Leica serije RM/SM/HistoCore CUT i Kriotom Leica) | 8 | Kasete za sitne biopsije | RGN241811 | pakovanje | 500kom | Citotest | Embedding Cassettes , biopsy | 34000 | 20% | Galen-Fokus d.o.o. | 105-9/24 | 14.10.2024 | 14.10.2025
Reagensi, izuzev za transfuziju | 404-1-110/24-44 | 295 | Reagensi i potrošni materijal za procesiranje, obradu i pripremu preseka tkiva za aparate (Tkivni procesor Leica serije TP/ASP/PEARL/PEGASUS, Aparat za kalupljenje Leica, Mikrotom Leica serije RM/SM/HistoCore CUT i Kriotom Leica) | 9 | Sunđeri za kasete | RGN241812 | pakovanje | 500kom | BioOptica | Biopsy pads | 1500 | 20% | Galen-Fokus d.o.o. | 105-9/24 | 14.10.2024 | 14.10.2025
Reagensi, izuzev za transfuziju | 404-1-110/24-44 | 295 | Reagensi i potrošni materijal za procesiranje, obradu i pripremu preseka tkiva za aparate (Tkivni procesor Leica serije TP/ASP/PEARL/PEGASUS, Aparat za kalupljenje Leica, Mikrotom Leica serije RM/SM/HistoCore CUT i Kriotom Leica) | 10 | Umetci za sitne biopsije | RGN241813 | pakovanje | 100kom | CellPath | CellSafe Biopsy Cassette | 14900 | 20% | Galen-Fokus d.o.o. | 105-9/24 | 14.10.2024 | 14.10.2025
Reagensi, izuzev za transfuziju | 404-1-110/24-44 | 295 | Reagensi i potrošni materijal za procesiranje, obradu i pripremu preseka tkiva za aparate (Tkivni procesor Leica serije TP/ASP/PEARL/PEGASUS, Aparat za kalupljenje Leica, Mikrotom Leica serije RM/SM/HistoCore CUT i Kriotom Leica) | 11 | Mast za procesor Leica | RGN241814 | pakovanje | 100g | Leica | Leica molykote grease | 13200 | 20% | Galen-Fokus d.o.o. | 105-9/24 | 14.10.2024 | 14.10.2025
Reagensi, izuzev za transfuziju | 404-1-110/24-44 | 295 | Reagensi i potrošni materijal za procesiranje, obradu i pripremu preseka tkiva za aparate (Tkivni procesor Leica serije TP/ASP/PEARL/PEGASUS, Aparat za kalupljenje Leica, Mikrotom Leica serije RM/SM/HistoCore CUT i Kriotom Leica) | 12 | Filter procesora Leica | RGN241815 | pakovanje | 1kom | Leica | Leica Carbon Filter | 37000 | 20% | Galen-Fokus d.o.o. | 105-9/24 | 14.10.2024 | 14.10.2025
Reagensi, izuzev za transfuziju | 404-1-110/24-44 | 295 | Reagensi i potrošni materijal za procesiranje, obradu i pripremu preseka tkiva za aparate (Tkivni procesor Leica serije TP/ASP/PEARL/PEGASUS, Aparat za kalupljenje Leica, Mikrotom Leica serije RM/SM/HistoCore CUT i Kriotom Leica) | 13 | Parafin | RGN241816 | pakovanje | 1kg | Citotest | Paraffin Wax 56-58 | 1670 | 20% | Galen-Fokus d.o.o. | 105-9/24 | 14.10.2024 | 14.10.2025
Reagensi, izuzev za transfuziju | 404-1-110/24-44 | 295 | Reagensi i potrošni materijal za procesiranje, obradu i pripremu preseka tkiva za aparate (Tkivni procesor Leica serije TP/ASP/PEARL/PEGASUS, Aparat za kalupljenje Leica, Mikrotom Leica serije RM/SM/HistoCore CUT i Kriotom Leica) | 14 | Modle, raznih dimenzija | RGN241817 | pakovanje | 10kom | Citotest | Metalne modle 7x7x7;15x15x7;24x24x7;30x24x7;37x24x7 | 1200 | 20% | Galen-Fokus d.o.o. | 105-9/24 | 14.10.2024 | 14.10.2025
Reagensi, izuzev za transfuziju | 404-1-110/24-44 | 295 | Reagensi i potrošni materijal za procesiranje, obradu i pripremu preseka tkiva za aparate (Tkivni procesor Leica serije TP/ASP/PEARL/PEGASUS, Aparat za kalupljenje Leica, Mikrotom Leica serije RM/SM/HistoCore CUT i Kriotom Leica) | 15 | Nožići | RGN241818 | pakovanje | 50kom | Leica | Mikrotomski nožići Leica tip 819 | 15500 | 20% | Galen-Fokus d.o.o. | 105-9/24 | 14.10.2024 | 14.10.2025
Reagensi, izuzev za transfuziju | 404-1-110/24-44 | 295 | Reagensi i potrošni materijal za procesiranje, obradu i pripremu preseka tkiva za aparate (Tkivni procesor Leica serije TP/ASP/PEARL/PEGASUS, Aparat za kalupljenje Leica, Mikrotom Leica serije RM/SM/HistoCore CUT i Kriotom Leica) | 16 | Ulje za mikrotom Leica | RGN241819 | pakovanje | 50ml | Leica | Leica oil OY46K | 14700 | 20% | Galen-Fokus d.o.o. | 105-9/24 | 14.10.2024 | 14.10.2025
Reagensi, izuzev za transfuziju | 404-1-110/24-44 | 295 | Reagensi i potrošni materijal za procesiranje, obradu i pripremu preseka tkiva za aparate (Tkivni procesor Leica serije TP/ASP/PEARL/PEGASUS, Aparat za kalupljenje Leica, Mikrotom Leica serije RM/SM/HistoCore CUT i Kriotom Leica) | 17 | Super Frost stakla za imuno | RGN241820 | pakovanje | 72kom | Citotest | Predmetna stakla adhezivna,45 | 1900 | 20% | Galen-Fokus d.o.o. | 105-9/24 | 14.10.2024 | 14.10.2025
Reagensi, izuzev za transfuziju | 404-1-110/24-44 | 295 | Reagensi i potrošni materijal za procesiranje, obradu i pripremu preseka tkiva za aparate (Tkivni procesor Leica serije TP/ASP/PEARL/PEGASUS, Aparat za kalupljenje Leica, Mikrotom Leica serije RM/SM/HistoCore CUT i Kriotom Leica) | 18 | Četkice za uzimanje sekcija | RGN241821 | pakovanje | 4kom | BioOptica | Brushes medium for section mycrotome | 1900 | 20% | Galen-Fokus d.o.o. | 105-9/24 | 14.10.2024 | 14.10.2025
Reagensi, izuzev za transfuziju | 404-1-110/24-44 | 295 | Reagensi i potrošni materijal za procesiranje, obradu i pripremu preseka tkiva za aparate (Tkivni procesor Leica serije TP/ASP/PEARL/PEGASUS, Aparat za kalupljenje Leica, Mikrotom Leica serije RM/SM/HistoCore CUT i Kriotom Leica) | 19 | Četkice za čišćenje mikrotoma | RGN241822 | pakovanje | 2kom | BioOptica | Brushes for microtome blade | 1850 | 20% | Galen-Fokus d.o.o. | 105-9/24 | 14.10.2024 | 14.10.2025
Reagensi, izuzev za transfuziju | 404-1-110/24-44 | 295 | Reagensi i potrošni materijal za procesiranje, obradu i pripremu preseka tkiva za aparate (Tkivni procesor Leica serije TP/ASP/PEARL/PEGASUS, Aparat za kalupljenje Leica, Mikrotom Leica serije RM/SM/HistoCore CUT i Kriotom Leica) | 20 | Cryo clore 0,3% | RGN241823 | pakovanje | 125ml | BioOptica | Cryo clore 0,3% | 9000 | 20% | Galen-Fokus d.o.o. | 105-9/24 | 14.10.2024 | 14.10.2025
Reagensi, izuzev za transfuziju | 404-1-110/24-44 | 295 | Reagensi i potrošni materijal za procesiranje, obradu i pripremu preseka tkiva za aparate (Tkivni procesor Leica serije TP/ASP/PEARL/PEGASUS, Aparat za kalupljenje Leica, Mikrotom Leica serije RM/SM/HistoCore CUT i Kriotom Leica) | 21 | Četkice za kriostat | RGN241824 | pakovanje | 2kom | BioOptica | Brushes for cryostate cleaning | 1900 | 20% | Galen-Fokus d.o.o. | 105-9/24 | 14.10.2024 | 14.10.2025
Reagensi, izuzev za transfuziju | 404-1-110/24-44 | 295 | Reagensi i potrošni materijal za procesiranje, obradu i pripremu preseka tkiva za aparate (Tkivni procesor Leica serije TP/ASP/PEARL/PEGASUS, Aparat za kalupljenje Leica, Mikrotom Leica serije RM/SM/HistoCore CUT i Kriotom Leica) | 22 | Kilik za Cryostat | RGN241825 | pakovanje | 1kom | BioOptica | Killik O.C.T. Compound | 1930 | 20% | Galen-Fokus d.o.o. | 105-9/24 | 14.10.2024 | 14.10.2025
Reagensi, izuzev za transfuziju | 404-1-110/24-44 | 295 | Reagensi i potrošni materijal za procesiranje, obradu i pripremu preseka tkiva za aparate (Tkivni procesor Leica serije TP/ASP/PEARL/PEGASUS, Aparat za kalupljenje Leica, Mikrotom Leica serije RM/SM/HistoCore CUT i Kriotom Leica) | 23 | Nožići kriostata a50 | RGN241826 | pakovanje | 50kom | CellPath | Cryostat blade GPC (a50) | 33900 | 20% | Galen-Fokus d.o.o. | 105-9/24 | 14.10.2024 | 14.10.2025
Reagensi, izuzev za transfuziju | 404-1-110/24-44 | 296 | Reagensi i potrošni materijal za procesiranje, obradu i pripremu preseka tkiva za aparate (Tkivni processor model VP1, model VIP6, Aparat za automatsko kalupljenje a120, Aparat za kalupljenje Tissue Tec 6, Aparat za prepokrivanje predmetnih stakala filmom, model Tissue-Tek Film® Automated Coverslipper, Rotacioni mikrotom Accu cut SRM200, Automatski mikrotom Tissue-Tek AutoSection ) | 1 | Tissue-Tek Paraform Processing/Embedding Medium, Formula 3, 8 x 1kg | RGN241827 | pakovanje | 8*1kg | Sakura | Tissue-Tek® Paraform® Processing/Embedding Medium, Formula 3, 8 x 1kg | 19000 | 20% | Labteh d.o.o. | 105-13/24 | 08.10.2024 | 08.10.2025
Reagensi, izuzev za transfuziju | 404-1-110/24-44 | 296 | Reagensi i potrošni materijal za procesiranje, obradu i pripremu preseka tkiva za aparate (Tkivni processor model VP1, model VIP6, Aparat za automatsko kalupljenje a120, Aparat za kalupljenje Tissue Tec 6, Aparat za prepokrivanje predmetnih stakala filmom, model Tissue-Tek Film® Automated Coverslipper, Rotacioni mikrotom Accu cut SRM200, Automatski mikrotom Tissue-Tek AutoSection ) | 2 | Kasete | RGN241828 | pakovanje | 750 kom | Epredia | PrintMate Cassette, Biopsy | 16600 | 20% | Labteh d.o.o. | 105-13/24 | 08.10.2024 | 08.10.2025
Reagensi, izuzev za transfuziju | 404-1-110/24-44 | 296 | Reagensi i potrošni materijal za procesiranje, obradu i pripremu preseka tkiva za aparate (Tkivni processor model VP1, model VIP6, Aparat za automatsko kalupljenje a120, Aparat za kalupljenje Tissue Tec 6, Aparat za prepokrivanje predmetnih stakala filmom, model Tissue-Tek Film® Automated Coverslipper, Rotacioni mikrotom Accu cut SRM200, Automatski mikrotom Tissue-Tek AutoSection ) | 3 | Kasete za male biopsije | RGN241829 | pakovanje | 750 kom | Epredia | PrintMate Cassette, HistoScreen | 99500 | 20% | Labteh d.o.o. | 105-13/24 | 08.10.2024 | 08.10.2025
Reagensi, izuzev za transfuziju | 404-1-110/24-44 | 296 | Reagensi i potrošni materijal za procesiranje, obradu i pripremu preseka tkiva za aparate (Tkivni processor model VP1, model VIP6, Aparat za automatsko kalupljenje a120, Aparat za kalupljenje Tissue Tec 6, Aparat za prepokrivanje predmetnih stakala filmom, model Tissue-Tek Film® Automated Coverslipper, Rotacioni mikrotom Accu cut SRM200, Automatski mikrotom Tissue-Tek AutoSection ) | 4 | Modle Base Mold, 7 x 7 x 5 mm | RGN241830 | pakovanje | 12 komada | Sakura | Tissue-Tek® Base Mold, 7 x 7 x 5 mm; 12 base molds/pack | 23200 | 20% | Labteh d.o.o. | 105-13/24 | 08.10.2024 | 08.10.2025
Reagensi, izuzev za transfuziju | 404-1-110/24-44 | 296 | Reagensi i potrošni materijal za procesiranje, obradu i pripremu preseka tkiva za aparate (Tkivni processor model VP1, model VIP6, Aparat za automatsko kalupljenje a120, Aparat za kalupljenje Tissue Tec 6, Aparat za prepokrivanje predmetnih stakala filmom, model Tissue-Tek Film® Automated Coverslipper, Rotacioni mikrotom Accu cut SRM200, Automatski mikrotom Tissue-Tek AutoSection ) | 5 | Modle Base Mold, 15 x 15 x 5 mm | RGN241831 | pakovanje | 12 komada | Sakura | Tissue-Tek® Base Mold, 15 x 15 x 5 mm; 12 base molds/pack | 23200 | 20% | Labteh d.o.o. | 105-13/24 | 08.10.2024 | 08.10.2025
Reagensi, izuzev za transfuziju | 404-1-110/24-44 | 296 | Reagensi i potrošni materijal za procesiranje, obradu i pripremu preseka tkiva za aparate (Tkivni processor model VP1, model VIP6, Aparat za automatsko kalupljenje a120, Aparat za kalupljenje Tissue Tec 6, Aparat za prepokrivanje predmetnih stakala filmom, model Tissue-Tek Film® Automated Coverslipper, Rotacioni mikrotom Accu cut SRM200, Automatski mikrotom Tissue-Tek AutoSection ) | 6 | Modle Base Molds, 24 x 24 x 5 mm | RGN241832 | pakovanje | 12 komada | Sakura | Tissue-Tek® Base Molds, 24 x 24 x 5 mm; 12 base molds/pack | 23200 | 20% | Labteh d.o.o. | 105-13/24 | 08.10.2024 | 08.10.2025
Reagensi, izuzev za transfuziju | 404-1-110/24-44 | 296 | Reagensi i potrošni materijal za procesiranje, obradu i pripremu preseka tkiva za aparate (Tkivni processor model VP1, model VIP6, Aparat za automatsko kalupljenje a120, Aparat za kalupljenje Tissue Tec 6, Aparat za prepokrivanje predmetnih stakala filmom, model Tissue-Tek Film® Automated Coverslipper, Rotacioni mikrotom Accu cut SRM200, Automatski mikrotom Tissue-Tek AutoSection ) | 7 | Modle Base Mold, 30 x 24 x 5 mm | RGN241833 | pakovanje | 12 komada | Sakura | Tissue-Tek® Base Mold, 30 x 24 x 5 mm; 12 base molds/pack | 23200 | 20% | Labteh d.o.o. | 105-13/24 | 08.10.2024 | 08.10.2025
Reagensi, izuzev za transfuziju | 404-1-110/24-44 | 296 | Reagensi i potrošni materijal za procesiranje, obradu i pripremu preseka tkiva za aparate (Tkivni processor model VP1, model VIP6, Aparat za automatsko kalupljenje a120, Aparat za kalupljenje Tissue Tec 6, Aparat za prepokrivanje predmetnih stakala filmom, model Tissue-Tek Film® Automated Coverslipper, Rotacioni mikrotom Accu cut SRM200, Automatski mikrotom Tissue-Tek AutoSection ) | 8 | Modle Base Mold, 37 x 24 x 5 mm | RGN241834 | pakovanje | 12 komada | Sakura | Tissue-Tek® Base Mold, 37 x 24 x 5 mm; 12 base molds/pack | 23200 | 20% | Labteh d.o.o. | 105-13/24 | 08.10.2024 | 08.10.2025
Reagensi, izuzev za transfuziju | 404-1-110/24-44 | 296 | Reagensi i potrošni materijal za procesiranje, obradu i pripremu preseka tkiva za aparate (Tkivni processor model VP1, model VIP6, Aparat za automatsko kalupljenje a120, Aparat za kalupljenje Tissue Tec 6, Aparat za prepokrivanje predmetnih stakala filmom, model Tissue-Tek Film® Automated Coverslipper, Rotacioni mikrotom Accu cut SRM200, Automatski mikrotom Tissue-Tek AutoSection ) | 9 | Sečivo za film | RGN241835 | pakovanje | 5 komada | Sakura | Tissue-Tek® Cutter Blade; 5 cutter blades/pack | 22700 | 20% | Labteh d.o.o. | 105-13/24 | 08.10.2024 | 08.10.2025
Reagensi, izuzev za transfuziju | 404-1-110/24-44 | 296 | Reagensi i potrošni materijal za procesiranje, obradu i pripremu preseka tkiva za aparate (Tkivni processor model VP1, model VIP6, Aparat za automatsko kalupljenje a120, Aparat za kalupljenje Tissue Tec 6, Aparat za prepokrivanje predmetnih stakala filmom, model Tissue-Tek Film® Automated Coverslipper, Rotacioni mikrotom Accu cut SRM200, Automatski mikrotom Tissue-Tek AutoSection ) | 10 | Film za prepokrivanje stakala | RGN241836 | pakovanje | 5 rolni | Sakura | Tissue-Tek® Coverslipping Film; 70 m/roll, 5 rolls/case | 183000 | 20% | Labteh d.o.o. | 105-13/24 | 08.10.2024 | 08.10.2025
Reagensi, izuzev za transfuziju | 404-1-110/24-44 | 296 | Reagensi i potrošni materijal za procesiranje, obradu i pripremu preseka tkiva za aparate (Tkivni processor model VP1, model VIP6, Aparat za automatsko kalupljenje a120, Aparat za kalupljenje Tissue Tec 6, Aparat za prepokrivanje predmetnih stakala filmom, model Tissue-Tek Film® Automated Coverslipper, Rotacioni mikrotom Accu cut SRM200, Automatski mikrotom Tissue-Tek AutoSection ) | 11 | Paraform Mikrotomski nožići | RGN241837 | pakovanje | 50 komada | Sakura | Tissue-Tek® Accu-Edge® Paraform® Microtome Blades | 30300 | 20% | Labteh d.o.o. | 105-13/24 | 08.10.2024 | 08.10.2025
Reagensi, izuzev za transfuziju | 404-1-110/24-44 | 296 | Reagensi i potrošni materijal za procesiranje, obradu i pripremu preseka tkiva za aparate (Tkivni processor model VP1, model VIP6, Aparat za automatsko kalupljenje a120, Aparat za kalupljenje Tissue Tec 6, Aparat za prepokrivanje predmetnih stakala filmom, model Tissue-Tek Film® Automated Coverslipper, Rotacioni mikrotom Accu cut SRM200, Automatski mikrotom Tissue-Tek AutoSection ) | 12 | Niskoprofilni Mikrotomski nožići A35 | RGN241838 | pakovanje | 50 komada | Sakura | Tissue-Tek® Accu-Edge® A35 Durable Low Profile Microtome Blades | 31500 | 20% | Labteh d.o.o. | 105-13/24 | 08.10.2024 | 08.10.2025
Reagensi, izuzev za transfuziju | 404-1-110/24-44 | 296 | Reagensi i potrošni materijal za procesiranje, obradu i pripremu preseka tkiva za aparate (Tkivni processor model VP1, model VIP6, Aparat za automatsko kalupljenje a120, Aparat za kalupljenje Tissue Tec 6, Aparat za prepokrivanje predmetnih stakala filmom, model Tissue-Tek Film® Automated Coverslipper, Rotacioni mikrotom Accu cut SRM200, Automatski mikrotom Tissue-Tek AutoSection ) | 13 | Niskoprofilni Mikrotomski nožići hard tissue | RGN241839 | pakovanje | 50 komada | Sakura | Tissue-Tek® Accu-Edge® N35 Low-Profile Hard Tissues | 31500 | 20% | Labteh d.o.o. | 105-13/24 | 08.10.2024 | 08.10.2025
Reagensi, izuzev za transfuziju | 404-1-110/24-44 | 297 | Reagensi i potrošni materijal za procesiranje, obradu i pripremu preseka tkiva za aparate (Tkivni procesor Excelsior AS, Aparat za kalupljenje Histostar, Rotacioni Mikrotom HM325, Rotacioni Mikrotom HM 340E, Automatski mikrotom HM355SER, Kriotom NX50, NX70, PrintMate AS, SlideMate Pro, SlideMate Laser ) | 1 | Clearant, Xylene | RGN241840 | pakovanje | 20000mL | Epredia | Xylene | 35000 | 20% | Labteh d.o.o. | 105-13/24 | 08.10.2024 | 08.10.2025
Reagensi, izuzev za transfuziju | 404-1-110/24-44 | 297 | Reagensi i potrošni materijal za procesiranje, obradu i pripremu preseka tkiva za aparate (Tkivni procesor Excelsior AS, Aparat za kalupljenje Histostar, Rotacioni Mikrotom HM325, Rotacioni Mikrotom HM 340E, Automatski mikrotom HM355SER, Kriotom NX50, NX70, PrintMate AS, SlideMate Pro, SlideMate Laser ) | 2 | Dehyd,Dehydrant | RGN241841 | pakovanje | 20000mL | Epredia | Richard-Allan Scientific 100% Dehydrant | 17000 | 20% | Labteh d.o.o. | 105-13/24 | 08.10.2024 | 08.10.2025
Reagensi, izuzev za transfuziju | 404-1-110/24-44 | 297 | Reagensi i potrošni materijal za procesiranje, obradu i pripremu preseka tkiva za aparate (Tkivni procesor Excelsior AS, Aparat za kalupljenje Histostar, Rotacioni Mikrotom HM325, Rotacioni Mikrotom HM 340E, Automatski mikrotom HM355SER, Kriotom NX50, NX70, PrintMate AS, SlideMate Pro, SlideMate Laser ) | 3 | Dehyd,Dehydrant 95%,4x5L | RGN241842 | pakovanje | 20000mL | Epredia | Richard-Allan Scientific 95% Dehydrant | 21600 | 20% | Labteh d.o.o. | 105-13/24 | 08.10.2024 | 08.10.2025
Reagensi, izuzev za transfuziju | 404-1-110/24-44 | 297 | Reagensi i potrošni materijal za procesiranje, obradu i pripremu preseka tkiva za aparate (Tkivni procesor Excelsior AS, Aparat za kalupljenje Histostar, Rotacioni Mikrotom HM325, Rotacioni Mikrotom HM 340E, Automatski mikrotom HM355SER, Kriotom NX50, NX70, PrintMate AS, SlideMate Pro, SlideMate Laser ) | 4 | Paraffin Histoplast 8x1kg | RGN241843 | pakovanje | 8x1kg | Epredia | Paraffin Histoplast 8x1kg | 14700 | 20% | Labteh d.o.o. | 105-13/24 | 08.10.2024 | 08.10.2025
Reagensi, izuzev za transfuziju | 404-1-110/24-44 | 297 | Reagensi i potrošni materijal za procesiranje, obradu i pripremu preseka tkiva za aparate (Tkivni procesor Excelsior AS, Aparat za kalupljenje Histostar, Rotacioni Mikrotom HM325, Rotacioni Mikrotom HM 340E, Automatski mikrotom HM355SER, Kriotom NX50, NX70, PrintMate AS, SlideMate Pro, SlideMate Laser ) | 5 | Kasete za Print Mate štampač | RGN241828 | pakovanje | 750 kom | Epredia | PrintMate Cassette, Biopsy | 16600 | 20% | Labteh d.o.o. | 105-13/24 | 08.10.2024 | 08.10.2025
Reagensi, izuzev za transfuziju | 404-1-110/24-44 | 297 | Reagensi i potrošni materijal za procesiranje, obradu i pripremu preseka tkiva za aparate (Tkivni procesor Excelsior AS, Aparat za kalupljenje Histostar, Rotacioni Mikrotom HM325, Rotacioni Mikrotom HM 340E, Automatski mikrotom HM355SER, Kriotom NX50, NX70, PrintMate AS, SlideMate Pro, SlideMate Laser ) | 6 | Kasete za Print Mate štampač HistoScreen za male biopsije | RGN241829 | pakovanje | 750 kom | Epredia | PrintMate Cassette, HistoScreen | 99500 | 20% | Labteh d.o.o. | 105-13/24 | 08.10.2024 | 08.10.2025
Reagensi, izuzev za transfuziju | 404-1-110/24-44 | 297 | Reagensi i potrošni materijal za procesiranje, obradu i pripremu preseka tkiva za aparate (Tkivni procesor Excelsior AS, Aparat za kalupljenje Histostar, Rotacioni Mikrotom HM325, Rotacioni Mikrotom HM 340E, Automatski mikrotom HM355SER, Kriotom NX50, NX70, PrintMate AS, SlideMate Pro, SlideMate Laser ) | 7 | Posuda za otpadni parafin | RGN241846 | pakovanje | 5 komada | Epredia | Waste wax drawer | 16270 | 20% | Labteh d.o.o. | 105-13/24 | 08.10.2024 | 08.10.2025
Reagensi, izuzev za transfuziju | 404-1-110/24-44 | 297 | Reagensi i potrošni materijal za procesiranje, obradu i pripremu preseka tkiva za aparate (Tkivni procesor Excelsior AS, Aparat za kalupljenje Histostar, Rotacioni Mikrotom HM325, Rotacioni Mikrotom HM 340E, Automatski mikrotom HM355SER, Kriotom NX50, NX70, PrintMate AS, SlideMate Pro, SlideMate Laser ) | 8 | Vapour Filter | RGN241847 | komad | 1 kom | Epredia | Vapour Filter | 26950 | 20% | Labteh d.o.o. | 105-13/24 | 08.10.2024 | 08.10.2025
Reagensi, izuzev za transfuziju | 404-1-110/24-44 | 297 | Reagensi i potrošni materijal za procesiranje, obradu i pripremu preseka tkiva za aparate (Tkivni procesor Excelsior AS, Aparat za kalupljenje Histostar, Rotacioni Mikrotom HM325, Rotacioni Mikrotom HM 340E, Automatski mikrotom HM355SER, Kriotom NX50, NX70, PrintMate AS, SlideMate Pro, SlideMate Laser ) | 9 | Filter za formaldehid | RGN241848 | komad | 1 kom | Epredia | Filter formaldehid | 26950 | 20% | Labteh d.o.o. | 105-13/24 | 08.10.2024 | 08.10.2025
Reagensi, izuzev za transfuziju | 404-1-110/24-44 | 297 | Reagensi i potrošni materijal za procesiranje, obradu i pripremu preseka tkiva za aparate (Tkivni procesor Excelsior AS, Aparat za kalupljenje Histostar, Rotacioni Mikrotom HM325, Rotacioni Mikrotom HM 340E, Automatski mikrotom HM355SER, Kriotom NX50, NX70, PrintMate AS, SlideMate Pro, SlideMate Laser ) | 10 | Modle BASE MOULDS 10x10mm | RGN241849 | pakovanje | 10 komada | Epredia | Stainless Steel Base Mold 10 x 10 x 5 mm (10 / pk) | 39600 | 20% | Labteh d.o.o. | 105-13/24 | 08.10.2024 | 08.10.2025
Reagensi, izuzev za transfuziju | 404-1-110/24-44 | 297 | Reagensi i potrošni materijal za procesiranje, obradu i pripremu preseka tkiva za aparate (Tkivni procesor Excelsior AS, Aparat za kalupljenje Histostar, Rotacioni Mikrotom HM325, Rotacioni Mikrotom HM 340E, Automatski mikrotom HM355SER, Kriotom NX50, NX70, PrintMate AS, SlideMate Pro, SlideMate Laser ) | 11 | Modle BASE MOULDS 24x24mm | RGN241850 | pakovanje | 10 komada | Epredia | Stainless Steel Base Mold 24 x 24 x 5 mm (10 / pk) | 39600 | 20% | Labteh d.o.o. | 105-13/24 | 08.10.2024 | 08.10.2025
Reagensi, izuzev za transfuziju | 404-1-110/24-44 | 297 | Reagensi i potrošni materijal za procesiranje, obradu i pripremu preseka tkiva za aparate (Tkivni procesor Excelsior AS, Aparat za kalupljenje Histostar, Rotacioni Mikrotom HM325, Rotacioni Mikrotom HM 340E, Automatski mikrotom HM355SER, Kriotom NX50, NX70, PrintMate AS, SlideMate Pro, SlideMate Laser ) | 12 | Modle BASE MOULDS 24x30mm | RGN241851 | pakovanje | 10 komada | Epredia | Stainless Steel Base Mold 30 x 24 x 9 mm (10 / pk) | 39600 | 20% | Labteh d.o.o. | 105-13/24 | 08.10.2024 | 08.10.2025
Reagensi, izuzev za transfuziju | 404-1-110/24-44 | 297 | Reagensi i potrošni materijal za procesiranje, obradu i pripremu preseka tkiva za aparate (Tkivni procesor Excelsior AS, Aparat za kalupljenje Histostar, Rotacioni Mikrotom HM325, Rotacioni Mikrotom HM 340E, Automatski mikrotom HM355SER, Kriotom NX50, NX70, PrintMate AS, SlideMate Pro, SlideMate Laser ) | 13 | Modle BASE MOULDS 27x37mm | RGN241852 | pakovanje | 10 komada | Epredia | Stainless Steel Base Mold 37 x 27 x 9 mm (10 / pk) | 39600 | 20% | Labteh d.o.o. | 105-13/24 | 08.10.2024 | 08.10.2025
Reagensi, izuzev za transfuziju | 404-1-110/24-44 | 297 | Reagensi i potrošni materijal za procesiranje, obradu i pripremu preseka tkiva za aparate (Tkivni procesor Excelsior AS, Aparat za kalupljenje Histostar, Rotacioni Mikrotom HM325, Rotacioni Mikrotom HM 340E, Automatski mikrotom HM355SER, Kriotom NX50, NX70, PrintMate AS, SlideMate Pro, SlideMate Laser ) | 14 | Mikrotomski/Kriotomski nožići DISPOSABLE BLADE PREMIER+MX35 | RGN241853 | pakovanje | 50 komada | Epredia | DISPOSABLE BLADE PREMIER+MX35 | 15640 | 20% | Labteh d.o.o. | 105-13/24 | 08.10.2024 | 08.10.2025
Reagensi, izuzev za transfuziju | 404-1-110/24-44 | 297 | Reagensi i potrošni materijal za procesiranje, obradu i pripremu preseka tkiva za aparate (Tkivni procesor Excelsior AS, Aparat za kalupljenje Histostar, Rotacioni Mikrotom HM325, Rotacioni Mikrotom HM 340E, Automatski mikrotom HM355SER, Kriotom NX50, NX70, PrintMate AS, SlideMate Pro, SlideMate Laser ) | 15 | Filter za SlideMate Laser | RGN241854 | pakovanje | 5 kom | Epredia | SlideMate Laser Fan Dust filters (5pcs) | 6000 | 20% | Labteh d.o.o. | 105-13/24 | 08.10.2024 | 08.10.2025
Reagensi, izuzev za transfuziju | 404-1-110/24-44 | 297 | Reagensi i potrošni materijal za procesiranje, obradu i pripremu preseka tkiva za aparate (Tkivni procesor Excelsior AS, Aparat za kalupljenje Histostar, Rotacioni Mikrotom HM325, Rotacioni Mikrotom HM 340E, Automatski mikrotom HM355SER, Kriotom NX50, NX70, PrintMate AS, SlideMate Pro, SlideMate Laser ) | 16 | Predmetna stakla za štampač SlideMate Laser obična | RGN241855 | pakovanje | 72 komada | Epredia | SlideMate Laser Slides | 990 | 20% | Labteh d.o.o. | 105-13/24 | 08.10.2024 | 08.10.2025
Reagensi, izuzev za transfuziju | 404-1-110/24-44 | 297 | Reagensi i potrošni materijal za procesiranje, obradu i pripremu preseka tkiva za aparate (Tkivni procesor Excelsior AS, Aparat za kalupljenje Histostar, Rotacioni Mikrotom HM325, Rotacioni Mikrotom HM 340E, Automatski mikrotom HM355SER, Kriotom NX50, NX70, PrintMate AS, SlideMate Pro, SlideMate Laser ) | 17 | Predmetna stakla za štampač SlideMate Laser adhezivna | RGN241856 | pakovanje | 72 komada | Epredia | SlideMate Laser Plus Slides | 4600 | 20% | Labteh d.o.o. | 105-13/24 | 08.10.2024 | 08.10.2025
Reagensi, izuzev za transfuziju | 404-1-110/24-44 | 297 | Reagensi i potrošni materijal za procesiranje, obradu i pripremu preseka tkiva za aparate (Tkivni procesor Excelsior AS, Aparat za kalupljenje Histostar, Rotacioni Mikrotom HM325, Rotacioni Mikrotom HM 340E, Automatski mikrotom HM355SER, Kriotom NX50, NX70, PrintMate AS, SlideMate Pro, SlideMate Laser ) | 18 | Pokrovna stakla 15x15mm , 100 kom/pak | RGN241857 | pakovanje | 100 komada | Epredia | Cover slips 15x15mm | 290 | 20% | Labteh d.o.o. | 105-13/24 | 08.10.2024 | 08.10.2025
Reagensi, izuzev za transfuziju | 404-1-110/24-44 | 297 | Reagensi i potrošni materijal za procesiranje, obradu i pripremu preseka tkiva za aparate (Tkivni procesor Excelsior AS, Aparat za kalupljenje Histostar, Rotacioni Mikrotom HM325, Rotacioni Mikrotom HM 340E, Automatski mikrotom HM355SER, Kriotom NX50, NX70, PrintMate AS, SlideMate Pro, SlideMate Laser ) | 19 | Pokrovna stakla 24x32mm, 100 kom/pak | RGN241858 | pakovanje | 100 komada | Epredia | Cover slips 24x32mm | 570 | 20% | Labteh d.o.o. | 105-13/24 | 08.10.2024 | 08.10.2025
Reagensi, izuzev za transfuziju | 404-1-110/24-44 | 297 | Reagensi i potrošni materijal za procesiranje, obradu i pripremu preseka tkiva za aparate (Tkivni procesor Excelsior AS, Aparat za kalupljenje Histostar, Rotacioni Mikrotom HM325, Rotacioni Mikrotom HM 340E, Automatski mikrotom HM355SER, Kriotom NX50, NX70, PrintMate AS, SlideMate Pro, SlideMate Laser ) | 20 | Pokrovna stakla 22x22mm, 100 kom/pak | RGN241859 | pakovanje | 100 komada | Epredia | Cover slips 22x22mm | 370 | 20% | Labteh d.o.o. | 105-13/24 | 08.10.2024 | 08.10.2025
Reagensi, izuzev za transfuziju | 404-1-110/24-44 | 297 | Reagensi i potrošni materijal za procesiranje, obradu i pripremu preseka tkiva za aparate (Tkivni procesor Excelsior AS, Aparat za kalupljenje Histostar, Rotacioni Mikrotom HM325, Rotacioni Mikrotom HM 340E, Automatski mikrotom HM355SER, Kriotom NX50, NX70, PrintMate AS, SlideMate Pro, SlideMate Laser ) | 21 | Pokrovna stakla 24x24mm, 100 kom/pak | RGN241860 | pakovanje | 100 komada | Epredia | Cover slips 24x24mm | 400 | 20% | Labteh d.o.o. | 105-13/24 | 08.10.2024 | 08.10.2025
Reagensi, izuzev za transfuziju | 404-1-110/24-44 | 297 | Reagensi i potrošni materijal za procesiranje, obradu i pripremu preseka tkiva za aparate (Tkivni procesor Excelsior AS, Aparat za kalupljenje Histostar, Rotacioni Mikrotom HM325, Rotacioni Mikrotom HM 340E, Automatski mikrotom HM355SER, Kriotom NX50, NX70, PrintMate AS, SlideMate Pro, SlideMate Laser ) | 22 | Pokrovna stakla 24x40mm, 100 kom/pak | RGN241861 | pakovanje | 100 komada | Epredia | Cover slips 24x40mm | 690 | 20% | Labteh d.o.o. | 105-13/24 | 08.10.2024 | 08.10.2025
Reagensi, izuzev za transfuziju | 404-1-110/24-44 | 297 | Reagensi i potrošni materijal za procesiranje, obradu i pripremu preseka tkiva za aparate (Tkivni procesor Excelsior AS, Aparat za kalupljenje Histostar, Rotacioni Mikrotom HM325, Rotacioni Mikrotom HM 340E, Automatski mikrotom HM355SER, Kriotom NX50, NX70, PrintMate AS, SlideMate Pro, SlideMate Laser ) | 23 | Pokrovna stakla 24x50mm, 100 kom/pak | RGN241862 | pakovanje | 100 komada | Epredia | Cover slips 24x50mm | 800 | 20% | Labteh d.o.o. | 105-13/24 | 08.10.2024 | 08.10.2025
Reagensi, izuzev za transfuziju | 404-1-110/24-44 | 298 | Reagensi za aparat za bojenje slajdova i pokrivanje stakala u histolopatologiji za aparat Tissue-Tek Prisma Plus Automated Slide Stainer | 1 | Activated Carbon Filter | RGN241863 | pakovanje | 2 komada | Sakura | Activated Carbon Filter | 82200 | 20% | Labteh d.o.o. | 105-13/24 | 08.10.2024 | 08.10.2025
Reagensi, izuzev za transfuziju | 404-1-110/24-44 | 298 | Reagensi za aparat za bojenje slajdova i pokrivanje stakala u histolopatologiji za aparat Tissue-Tek Prisma Plus Automated Slide Stainer | 2 | Tissue-Tek® H&E Staining Kit | RGN241864 | pakovanje | 12 boca | Sakura | Tissue-Tek® H&E Staining Kit | 150000 | 20% | Labteh d.o.o. | 105-13/24 | 08.10.2024 | 08.10.2025
Reagensi, izuzev za transfuziju | 404-1-110/24-44 | 299 | Reagensi za aparat SQA Vision | 1 | Disposable Capillaries for SQA Sperm Quality Analysr | RGN230382 | pakovanje | 50 kapilara | MES Medical Electronic Systems, Izrael | Disposable Capillaries for SQA Sperm Quality Analysr | 66588 | 20% | Alura Med d.o.o. | 105-2/24 | 08.10.2024 | 08.10.2025
Reagensi, izuzev za transfuziju | 404-1-110/24-44 | 299 | Reagensi za aparat SQA Vision | 2 | QwikCheck test-strips | RGN230383 | pakovanje | 100 | MES Medical Electronic Systems, Izrael | QwikCheck test-strips | 17840 | 20% | Alura Med d.o.o. | 105-2/24 | 08.10.2024 | 08.10.2025
Reagensi, izuzev za transfuziju | 404-1-110/24-44 | 299 | Reagensi za aparat SQA Vision | 3 | QwikCheck Beads | RGN230384 | pakovanje | 3 nivoa kontrole (3 bočice) | MES Medical Electronic Systems, Izrael | QwikCheck Beads | 47880 | 20% | Alura Med d.o.o. | 105-2/24 | 08.10.2024 | 08.10.2025
Reagensi, izuzev za transfuziju | 404-1-110/24-44 | 299 | Reagensi za aparat SQA Vision | 4 | SQA-Vision Fixed Coverslip slides | RGN230385 | pakovanje | 24 | MES Medical Electronic Systems, Izrael | SQA-Vision Fixed Coverslip slides | 44315 | 20% | Alura Med d.o.o. | 105-2/24 | 08.10.2024 | 08.10.2025
Reagensi, izuzev za transfuziju | 404-1-110/24-44 | 299 | Reagensi za aparat SQA Vision | 5 | QwikCheck Liquefaction | RGN230386 | pakovanje | 20 | MES Medical Electronic Systems, Izrael | QwikCheck Liquefaction | 24210 | 20% | Alura Med d.o.o. | 105-2/24 | 08.10.2024 | 08.10.2025
Reagensi, izuzev za transfuziju | 404-1-110/24-44 | 299 | Reagensi za aparat SQA Vision | 6 | QwikCheck Dilution | RGN230387 | pakovanje | 1 | MES Medical Electronic Systems, Izrael | QwikCheck Dilution | 38300 | 20% | Alura Med d.o.o. | 105-2/24 | 08.10.2024 | 08.10.2025
Reagensi, izuzev za transfuziju | 404-1-110/24-44 | 299 | Reagensi za aparat SQA Vision | 7 | Cleaning Kits for SQA-Vision, SQA-V and QwikCheck GOLD | RGN230388 | pakovanje | 25 | MES Medical Electronic Systems, Izrael | Cleaning Kits for SQA-Vision, SQA-V and QwikCheck GOLD | 19490 | 20% | Alura Med d.o.o. | 105-2/24 | 08.10.2024 | 08.10.2025
Reagensi, izuzev za transfuziju | 404-1-110/24-44 | 299 | Reagensi za aparat SQA Vision | 8 | QwikCheck Vitality kit | RGN230389 | pakovanje | 5 X1,5 ml | MES Medical Electronic Systems, Izrael | QwikCheck Vitality kit | 38300 | 20% | Alura Med d.o.o. | 105-2/24 | 08.10.2024 | 08.10.2025
Reagensi, izuzev za transfuziju | 404-1-110/24-44 | 299 | Reagensi za aparat SQA Vision | 9 | QuickCheck DFI | RGN241865 | pakovanje | Za 10 testova : Diluent x 1, Sporo topiva agaroza x 10 bočica, Slajdovi presvučeni agarozom x 10, Lys A prašak x 10 bočica, Lys A rastvor x 1 bočica, Lys B rastvor x 1 bočica, Fiksativ x 1 bočica, Giemsa A x 1 bočica, Giemsa B x 1 bočica, Pokrovne ljuspice x 20 komada | MES Medical Electronic Systems, Izrael | QuickCheck DFI | 84252 | 20% | Alura Med d.o.o. | 105-2/24 | 08.10.2024 | 08.10.2025
Reagensi, izuzev za transfuziju | 404-1-110/24-44 | 300 | Reagensi za aparat SQA-i O | 1 | SQA-i O Test Kit | RGN230390 | pakovanje | 50 x set (kapilara +Ph/wbc strip+cleaning set) | MES Medical Electronic Systems, Izrael | SQA-i O Test Kit | 73530 | 20% | Alura Med d.o.o. | 105-2/24 | 08.10.2024 | 08.10.2025
Reagensi, izuzev za transfuziju | 404-1-110/24-44 | 300 | Reagensi za aparat SQA-i O | 2 | QwikCheck Beads | RGN230391 | pakovanje | 3 nivoa kontrole (3 bočice) | MES Medical Electronic Systems, Izrael | QwikCheck Beads | 47880 | 20% | Alura Med d.o.o. | 105-2/24 | 08.10.2024 | 08.10.2025
Reagensi, izuzev za transfuziju | 404-1-110/24-44 | 300 | Reagensi za aparat SQA-i O | 3 | QwikCheck Liquefaction | RGN230392 | pakovanje | 20 | MES Medical Electronic Systems, Izrael | QwikCheck Liquefaction | 24210 | 20% | Alura Med d.o.o. | 105-2/24 | 08.10.2024 | 08.10.2025
Reagensi, izuzev za transfuziju | 404-1-110/24-44 | 301 | Reagensi za aparat Opentrons OP2 | 1 | Quick-DNA/RNA Viral MagBead (96 preps) | RGN231800 | pakovanje | 96 reakcija | ZYMO RESEARCH EUROPE GMBH | Quick-DNA/RNA Viral MagBead (96 preps) | 56999.99 | 20% | East Diagnostics d.o.o. | 105-5/24 | 08.10.2024 | 08.10.2025
Reagensi, izuzev za transfuziju | 404-1-110/24-44 | 301 | Reagensi za aparat Opentrons OP2 | 2 | Quick-DNA/RNA Pathogen MagBead (96 preps) | RGN231801 | pakovanje | 96 reakcija | ZYMO RESEARCH EUROPE GMBH | Quick-DNA/RNA Pathogen MagBead (96 preps) | 56999.99 | 20% | East Diagnostics d.o.o. | 105-5/24 | 08.10.2024 | 08.10.2025
Reagensi, izuzev za transfuziju | 404-1-110/24-44 | 301 | Reagensi za aparat Opentrons OP2 | 3 | ZymoBIOMICS MagBead DNA/RNA 96 preps | RGN231802 | pakovanje | 96 reakcija | ZYMO RESEARCH EUROPE GMBH | ZymoBIOMICS MagBead DNA/RNA 96 preps | 71999.99 | 20% | East Diagnostics d.o.o. | 105-5/24 | 08.10.2024 | 08.10.2025
Reagensi, izuzev za transfuziju | 404-1-110/24-44 | 301 | Reagensi za aparat Opentrons OP2 | 4 | NEST 1.5 mL Microcentrifuge Tube | RGN231803 | pakovanje | 500 kom | OPENTRONS LABWORKS INC | NEST 1.5 mL Microcentrifuge Tube | 12000 | 20% | East Diagnostics d.o.o. | 105-5/24 | 08.10.2024 | 08.10.2025
Reagensi, izuzev za transfuziju | 404-1-110/24-44 | 301 | Reagensi za aparat Opentrons OP2 | 5 | NEST 2.0 mL Microcentrifuge Tube | RGN231804 | pakovanje | 500 kom | OPENTRONS LABWORKS INC | NEST 2.0 mL Microcentrifuge Tube | 12000 | 20% | East Diagnostics d.o.o. | 105-5/24 | 08.10.2024 | 08.10.2025
Reagensi, izuzev za transfuziju | 404-1-110/24-44 | 301 | Reagensi za aparat Opentrons OP2 | 6 | NEST Deep Well Plates | RGN231805 | pakovanje | 50 kom | OPENTRONS LABWORKS INC | NEST Deep Well Plates | 32000 | 20% | East Diagnostics d.o.o. | 105-5/24 | 08.10.2024 | 08.10.2025
Reagensi, izuzev za transfuziju | 404-1-110/24-44 | 301 | Reagensi za aparat Opentrons OP2 | 7 | NEST 0.1 mL 96 Well PCR Plate, Full Skirt | RGN231806 | pakovanje | 100 | OPENTRONS LABWORKS INC | NEST 0.1 mL 96 Well PCR Plate, Full Skirt | 37000 | 20% | East Diagnostics d.o.o. | 105-5/24 | 08.10.2024 | 08.10.2025
Reagensi, izuzev za transfuziju | 404-1-110/24-44 | 301 | Reagensi za aparat Opentrons OP2 | 8 | NEST 0.5 mL Sample Vial | RGN231807 | pakovanje | 500 kom | OPENTRONS LABWORKS INC | NEST 0.5 mL Sample Vial | 10380 | 20% | East Diagnostics d.o.o. | 105-5/24 | 08.10.2024 | 08.10.2025
Reagensi, izuzev za transfuziju | 404-1-110/24-44 | 302 | Reagensi za Natch 48 aparat za ekstrakciju | 1 | Nucleic Acid Extraction-Purification Kit | RGN231808 | pakovanje | 48t | Sansure Biotech inc | Nucleic Acid Extraction-Purification Kit | 20000 | 20% | East Diagnostics d.o.o. | 105-5/24 | 08.10.2024 | 08.10.2025
Reagensi, izuzev za transfuziju | 404-1-110/24-44 | 302 | Reagensi za Natch 48 aparat za ekstrakciju | 2 | Tip Comb S10TC | RGN231809 | pakovanje | 2 | Sansure Biotech inc | Tip Comb S10TC | 300 | 20% | East Diagnostics d.o.o. | 105-5/24 | 08.10.2024 | 08.10.2025
Reagensi, izuzev za transfuziju | 404-1-110/24-44 | 303 | Reagensi za aparat Alinity m | 1 | Alinity m Handle Barcode Scanner | RGN231810 | pakovanje | 1 | Abbott Molecular Inc. | Alinity m Handle Barcode Scanner | 42480 | 20% | Magna Pharmacia d.o.o. | 105-15/24 | 08.10.2024 | 08.10.2025
Reagensi, izuzev za transfuziju | 404-1-110/24-44 | 303 | Reagensi za aparat Alinity m | 2 | Alinity m Transport Tube Piercable Capped | RGN231811 | pakovanje | 1500 | Abbott Molecular Inc. | Alinity m Transport Tube Piercable Capped | 44390 | 20% | Magna Pharmacia d.o.o. | 105-15/24 | 08.10.2024 | 08.10.2025
Reagensi, izuzev za transfuziju | 404-1-110/24-44 | 303 | Reagensi za aparat Alinity m | 3 | Alinity m Pipette Tip Adapter | RGN231812 | pakovanje | 4 | Abbott Molecular Inc. | Alinity m Pipette Tip Adapter | 93668 | 20% | Magna Pharmacia d.o.o. | 105-15/24 | 08.10.2024 | 08.10.2025
Reagensi, izuzev za transfuziju | 404-1-110/24-44 | 303 | Reagensi za aparat Alinity m | 4 | Alinity m Waste Bottle | RGN231813 | pakovanje | 2 | Abbott Molecular Inc. | Alinity m Waste Bottle | 36110 | 20% | Magna Pharmacia d.o.o. | 105-15/24 | 08.10.2024 | 08.10.2025
Reagensi, izuzev za transfuziju | 404-1-110/24-44 | 303 | Reagensi za aparat Alinity m | 5 | Alinity m Piercable Cap | RGN231814 | pakovanje | 2000 | Abbott Molecular Inc. | Alinity m Piercable Cap | 84960 | 20% | Magna Pharmacia d.o.o. | 105-15/24 | 08.10.2024 | 08.10.2025
Reagensi, izuzev za transfuziju | 404-1-110/24-44 | 303 | Reagensi za aparat Alinity m | 6 | Alinity m Sample Rack Holder | RGN231815 | pakovanje | 2 | Abbott Molecular Inc. | Alinity m Sample Rack Holder | 106200 | 20% | Magna Pharmacia d.o.o. | 105-15/24 | 08.10.2024 | 08.10.2025
Reagensi, izuzev za transfuziju | 404-1-110/24-44 | 303 | Reagensi za aparat Alinity m | 7 | Alinity m Waste Box | RGN231816 | pakovanje | 10 | Abbott Molecular Inc. | Alinity m Waste Box | 36110 | 20% | Magna Pharmacia d.o.o. | 105-15/24 | 08.10.2024 | 08.10.2025
Reagensi, izuzev za transfuziju | 404-1-110/24-44 | 303 | Reagensi za aparat Alinity m | 8 | Alinity m Lysis Solution | RGN231817 | pakovanje | 1 | Abbott Molecular Inc. | Alinity m Lysis Solution | 49490 | 20% | Magna Pharmacia d.o.o. | 105-15/24 | 08.10.2024 | 08.10.2025
Reagensi, izuzev za transfuziju | 404-1-110/24-44 | 303 | Reagensi za aparat Alinity m | 9 | Alinity m Universal Sample Rack | RGN231818 | pakovanje | 12 | Abbott Molecular Inc. | Alinity m Universal Sample Rack | 106200 | 20% | Magna Pharmacia d.o.o. | 105-15/24 | 08.10.2024 | 08.10.2025
Reagensi, izuzev za transfuziju | 404-1-110/24-44 | 303 | Reagensi za aparat Alinity m | 10 | Alinity m Aliquot Tube | RGN231819 | pakovanje | 1600 | Abbott Molecular Inc. | Alinity m Aliquot Tube | 37800 | 20% | Magna Pharmacia d.o.o. | 105-15/24 | 08.10.2024 | 08.10.2025
Reagensi, izuzev za transfuziju | 404-1-110/24-44 | 303 | Reagensi za aparat Alinity m | 11 | Alinity m Integrated Reaction Unit (IRU) | RGN231820 | pakovanje | 4X20 kom | Abbott Molecular Inc. | Alinity m Integrated Reaction Unit (IRU) | 46940 | 20% | Magna Pharmacia d.o.o. | 105-15/24 | 08.10.2024 | 08.10.2025
Reagensi, izuzev za transfuziju | 404-1-110/24-44 | 303 | Reagensi za aparat Alinity m | 12 | Alinity m LRV Tube | RGN231821 | pakovanje | 12 | Abbott Molecular Inc. | Alinity m LRV Tube | 37800 | 20% | Magna Pharmacia d.o.o. | 105-15/24 | 08.10.2024 | 08.10.2025
Reagensi, izuzev za transfuziju | 404-1-110/24-44 | 303 | Reagensi za aparat Alinity m | 13 | Alinity m Bottle for Ethanol Use | RGN231822 | pakovanje | 2 boce x 2 čepa x 2 nalepnice | Abbott Molecular Inc. | Alinity m Bottle for Ethanol Use | 26550 | 20% | Magna Pharmacia d.o.o. | 105-15/24 | 08.10.2024 | 08.10.2025
Reagensi, izuzev za transfuziju | 404-1-110/24-44 | 303 | Reagensi za aparat Alinity m | 14 | Alinity m Pipette Tips | RGN231823 | pakovanje | 60x96 | Abbott Molecular Inc. | Alinity m Pipette Tips | 93670 | 20% | Magna Pharmacia d.o.o. | 105-15/24 | 08.10.2024 | 08.10.2025
Reagensi, izuzev za transfuziju | 404-1-110/24-44 | 303 | Reagensi za aparat Alinity m | 15 | Alinity m Pipette Tips | RGN231824 | pakovanje | 40x96 | Abbott Molecular Inc. | Alinity m Pipette Tips | 64350 | 20% | Magna Pharmacia d.o.o. | 105-15/24 | 08.10.2024 | 08.10.2025
Reagensi, izuzev za transfuziju | 404-1-110/24-44 | 303 | Reagensi za aparat Alinity m | 16 | Alinity m Transport Tubes | RGN231825 | pakovanje | 1600 | Abbott Molecular Inc. | Alinity m Transport Tubes | 44390 | 20% | Magna Pharmacia d.o.o. | 105-15/24 | 08.10.2024 | 08.10.2025
Reagensi, izuzev za transfuziju | 404-1-110/24-44 | 303 | Reagensi za aparat Alinity m | 17 | Alinity m IRU Waste Container | RGN231826 | pakovanje | 10 | Abbott Molecular Inc. | Alinity m IRU Waste Container | 84320 | 20% | Magna Pharmacia d.o.o. | 105-15/24 | 08.10.2024 | 08.10.2025
Reagensi, izuzev za transfuziju | 404-1-110/24-44 | 303 | Reagensi za aparat Alinity m | 18 | Alinity m Assay Tray Carrier | RGN231827 | pakovanje | 10 | Abbott Molecular Inc. | Alinity m Assay Tray Carrier | 106200 | 20% | Magna Pharmacia d.o.o. | 105-15/24 | 08.10.2024 | 08.10.2025
Reagensi, izuzev za transfuziju | 404-1-110/24-44 | 303 | Reagensi za aparat Alinity m | 19 | Alinity m Diluent Solution | RGN231828 | pakovanje | 4 | Abbott Molecular Inc. | Alinity m Diluent Solution | 77315 | 20% | Magna Pharmacia d.o.o. | 105-15/24 | 08.10.2024 | 08.10.2025
Reagensi, izuzev za transfuziju | 404-1-110/24-44 | 303 | Reagensi za aparat Alinity m | 20 | Alinity m Vapor Barrier Solution | RGN231829 | pakovanje | 1 | Abbott Molecular Inc. | Alinity m Vapor Barrier Solution | 45660 | 20% | Magna Pharmacia d.o.o. | 105-15/24 | 08.10.2024 | 08.10.2025
Reagensi, izuzev za transfuziju | 404-1-110/24-44 | 303 | Reagensi za aparat Alinity m | 21 | Alinity m Sample Prep Kit 1 | RGN231830 | pakovanje | 8 | Abbott Molecular Inc. | Alinity m Sample Prep Kit 1 | 43754 | 20% | Magna Pharmacia d.o.o. | 105-15/24 | 08.10.2024 | 08.10.2025
Reagensi, izuzev za transfuziju | 404-1-110/24-44 | 303 | Reagensi za aparat Alinity m | 22 | Alinity m Sample Prep Kit 2 | RGN231831 | pakovanje | 8 | Abbott Molecular Inc. | Alinity m Sample Prep Kit 2 | 249780 | 20% | Magna Pharmacia d.o.o. | 105-15/24 | 08.10.2024 | 08.10.2025
Reagensi, izuzev za transfuziju | 404-1-110/24-44 | 303 | Reagensi za aparat Alinity m | 23 | Alinity m Specimen Dilution Kit 1 | RGN231832 | pakovanje | 24x2,45ml | Abbott Molecular Inc. | Alinity m Specimen Dilution Kit 1 | 77315 | 20% | Magna Pharmacia d.o.o. | 105-15/24 | 08.10.2024 | 08.10.2025
Reagensi, izuzev za transfuziju | 404-1-110/24-44 | 303 | Reagensi za aparat Alinity m | 24 | Alinity m multi-Collect Specimen Collection Kit | RGN231833 | pakovanje | 500 | Abbott Molecular Inc. | Alinity m multi-Collect Specimen Collection Kit | 106200 | 20% | Magna Pharmacia d.o.o. | 105-15/24 | 08.10.2024 | 08.10.2025
Reagensi, izuzev za transfuziju | 404-1-110/24-44 | 303 | Reagensi za aparat Alinity m | 25 | Alinity m Cervi-Collect Specimen Collection Kit | RGN231834 | pakovanje | 500 | Abbott Molecular Inc. | Alinity m Cervi-Collect Specimen Collection Kit | 159300 | 20% | Magna Pharmacia d.o.o. | 105-15/24 | 08.10.2024 | 08.10.2025
Reagensi, izuzev za transfuziju | 404-1-110/24-44 | 303 | Reagensi za aparat Alinity m | 26 | Alinity m RESP-4-PLEX CTRL KIT | RGN231835 | pakovanje | 12x2 nivoa | Abbott Molecular Inc. | Alinity m RESP-4-PLEX CTRL KIT | 28670 | 20% | Magna Pharmacia d.o.o. | 105-15/24 | 08.10.2024 | 08.10.2025
Reagensi, izuzev za transfuziju | 404-1-110/24-44 | 303 | Reagensi za aparat Alinity m | 27 | Alinity m RESP-4-PLEX AMP KIT | RGN231836 | pakovanje | 192 testa | Abbott Molecular Inc. | Alinity m RESP-4-PLEX AMP KIT | 734050 | 20% | Magna Pharmacia d.o.o. | 105-15/24 | 08.10.2024 | 08.10.2025
Reagensi, izuzev za transfuziju | 404-1-110/24-44 | 303 | Reagensi za aparat Alinity m | 28 | Alinity m HIV-1 CAL Kit | RGN231837 | pakovanje | 4x2nivoa | Abbott Molecular Inc. | Alinity m HIV-1 CAL Kit | 39080 | 20% | Magna Pharmacia d.o.o. | 105-15/24 | 08.10.2024 | 08.10.2025
Reagensi, izuzev za transfuziju | 404-1-110/24-44 | 303 | Reagensi za aparat Alinity m | 29 | Alinity m HIV-1 CTRL Kit | RGN231838 | pakovanje | 12x3 nivoa | Abbott Molecular Inc. | Alinity m HIV-1 CTRL Kit | 25915 | 20% | Magna Pharmacia d.o.o. | 105-15/24 | 08.10.2024 | 08.10.2025
Reagensi, izuzev za transfuziju | 404-1-110/24-44 | 303 | Reagensi za aparat Alinity m | 30 | Alinity m HIV-1 AMP Kit | RGN231839 | pakovanje | 192 testa | Abbott Molecular Inc. | Alinity m HIV-1 AMP Kit | 1176270 | 20% | Magna Pharmacia d.o.o. | 105-15/24 | 08.10.2024 | 08.10.2025
Reagensi, izuzev za transfuziju | 404-1-110/24-44 | 303 | Reagensi za aparat Alinity m | 31 | Alinity m HR HPV CTRL Kit | RGN231840 | pakovanje | 12x2 nivoa | Abbott Molecular Inc. | Alinity m HR HPV CTRL Kit | 41630 | 20% | Magna Pharmacia d.o.o. | 105-15/24 | 08.10.2024 | 08.10.2025
Reagensi, izuzev za transfuziju | 404-1-110/24-44 | 303 | Reagensi za aparat Alinity m | 32 | Alinity m HR HPV AMP Kit | RGN231841 | pakovanje | 384 testa | Abbott Molecular Inc. | Alinity m HR HPV AMP Kit | 1025050 | 20% | Magna Pharmacia d.o.o. | 105-15/24 | 08.10.2024 | 08.10.2025
Reagensi, izuzev za transfuziju | 404-1-110/24-44 | 303 | Reagensi za aparat Alinity m | 33 | Alinity m STI AMP Kit | RGN231842 | pakovanje | 384 testa | Abbott Molecular Inc. | Alinity m STI AMP Kit | 812640 | 20% | Magna Pharmacia d.o.o. | 105-15/24 | 08.10.2024 | 08.10.2025
Reagensi, izuzev za transfuziju | 404-1-110/24-44 | 303 | Reagensi za aparat Alinity m | 34 | Alinity m STI CTRL Kit | RGN231843 | pakovanje | 12x2 nivoa | Abbott Molecular Inc. | Alinity m STI CTRL Kit | 43120 | 20% | Magna Pharmacia d.o.o. | 105-15/24 | 08.10.2024 | 08.10.2025
Reagensi, izuzev za transfuziju | 404-1-110/24-44 | 303 | Reagensi za aparat Alinity m | 35 | Alinity m HBV AMP Kit | RGN231844 | pakovanje | 192 testa | Abbott Molecular Inc. | Alinity m HBV AMP Kit | 1157150 | 20% | Magna Pharmacia d.o.o. | 105-15/24 | 08.10.2024 | 08.10.2025
Reagensi, izuzev za transfuziju | 404-1-110/24-44 | 303 | Reagensi za aparat Alinity m | 36 | Alinity m HBV CAL Kit | RGN231845 | pakovanje | 4x2nivoa | Abbott Molecular Inc. | Alinity m HBV CAL Kit | 42050 | 20% | Magna Pharmacia d.o.o. | 105-15/24 | 08.10.2024 | 08.10.2025
Reagensi, izuzev za transfuziju | 404-1-110/24-44 | 303 | Reagensi za aparat Alinity m | 37 | Alinity m HBV CTRL Kit | RGN231846 | pakovanje | 12x3 nivoa | Abbott Molecular Inc. | Alinity m HBV CTRL Kit | 42050 | 20% | Magna Pharmacia d.o.o. | 105-15/24 | 08.10.2024 | 08.10.2025
Reagensi, izuzev za transfuziju | 404-1-110/24-44 | 303 | Reagensi za aparat Alinity m | 38 | Alinity m EBV CTRL Kit | RGN231847 | pakovanje | 12x3 nivoa | Abbott Molecular Inc. | Alinity m EBV CTRL Kit | 42050 | 20% | Magna Pharmacia d.o.o. | 105-15/24 | 08.10.2024 | 08.10.2025
Reagensi, izuzev za transfuziju | 404-1-110/24-44 | 303 | Reagensi za aparat Alinity m | 39 | Alinity m EBV CAL Kit | RGN231848 | pakovanje | 4x2 nivoa | Abbott Molecular Inc. | Alinity m EBV CAL Kit | 42050 | 20% | Magna Pharmacia d.o.o. | 105-15/24 | 08.10.2024 | 08.10.2025
Reagensi, izuzev za transfuziju | 404-1-110/24-44 | 303 | Reagensi za aparat Alinity m | 40 | Alinity m EBV AMP Kit | RGN231849 | pakovanje | 192 testa | Abbott Molecular Inc. | Alinity m EBV AMP Kit | 815610 | 20% | Magna Pharmacia d.o.o. | 105-15/24 | 08.10.2024 | 08.10.2025
Reagensi, izuzev za transfuziju | 404-1-110/24-44 | 303 | Reagensi za aparat Alinity m | 41 | Alinity m HCV AMP Kit | RGN231850 | pakovanje | 192 testa | Abbott Molecular Inc. | Alinity m HCV AMP Kit | 1159280 | 20% | Magna Pharmacia d.o.o. | 105-15/24 | 08.10.2024 | 08.10.2025
Reagensi, izuzev za transfuziju | 404-1-110/24-44 | 303 | Reagensi za aparat Alinity m | 42 | Alinity m HCV CAL Kit | RGN231851 | pakovanje | 4x2 nivoa | Abbott Molecular Inc. | Alinity m HCV CAL Kit | 39080 | 20% | Magna Pharmacia d.o.o. | 105-15/24 | 08.10.2024 | 08.10.2025
Reagensi, izuzev za transfuziju | 404-1-110/24-44 | 303 | Reagensi za aparat Alinity m | 43 | Alinity m HCV CTRL Kit | RGN231852 | pakovanje | 12x3 nivoa | Abbott Molecular Inc. | Alinity m HCV CTRL Kit | 43960 | 20% | Magna Pharmacia d.o.o. | 105-15/24 | 08.10.2024 | 08.10.2025
Reagensi, izuzev za transfuziju | 404-1-110/24-44 | 303 | Reagensi za aparat Alinity m | 44 | Alinity m CMV CAL Kit | RGN231853 | pakovanje | 12x3 nivoa | Abbott Molecular Inc. | Alinity m CMV CAL Kit | 42050 | 20% | Magna Pharmacia d.o.o. | 105-15/24 | 08.10.2024 | 08.10.2025
Reagensi, izuzev za transfuziju | 404-1-110/24-44 | 303 | Reagensi za aparat Alinity m | 45 | Alinity m CMV CTRL Kit | RGN231854 | pakovanje | 4x2 nivoa | Abbott Molecular Inc. | Alinity m CMV CTRL Kit | 42050 | 20% | Magna Pharmacia d.o.o. | 105-15/24 | 08.10.2024 | 08.10.2025
Reagensi, izuzev za transfuziju | 404-1-110/24-44 | 303 | Reagensi za aparat Alinity m | 46 | Alinity m CMV AMP Kit | RGN231855 | pakovanje | 192 testa | Abbott Molecular Inc. | Alinity m CMV AMP Kit | 815610 | 20% | Magna Pharmacia d.o.o. | 105-15/24 | 08.10.2024 | 08.10.2025
Reagensi, izuzev za transfuziju | 404-1-110/24-44 | 304 | Reagensi za aparat SaMag-12/24 - Automatic Nucleic Acids Extraction System | 1 | SaMag Blood DNA Extraction kit | RGN231856 | pakovanje | 48/1 | Sacace Biotechnologies | SaMag Blood DNA Extraction kit - extraction of genomic DNA from whole and peripheral blood,mn cells | 26400 | 20% | Promedia d.o.o. | 105-21/24 | 08.10.2024 | 08.10.2025
Reagensi, izuzev za transfuziju | 404-1-110/24-44 | 304 | Reagensi za aparat SaMag-12/24 - Automatic Nucleic Acids Extraction System | 2 | SaMag Bacterial DNA Extraction kit | RGN231857 | pakovanje | 48/1 | Sacace Biotechnologies | SaMag Bacterial DNA Extraction kit - extraction of bacterial DNA from clinical speciments, cultures | 33132 | 20% | Promedia d.o.o. | 105-21/24 | 08.10.2024 | 08.10.2025
Reagensi, izuzev za transfuziju | 404-1-110/24-44 | 304 | Reagensi za aparat SaMag-12/24 - Automatic Nucleic Acids Extraction System | 3 | SaMag STD DNA Extraction kit | RGN231858 | pakovanje | 48/1 | Sacace Biotechnologies | SaMag STD DNA Extraction kit - extraction of STD DNA from swabs,urine sediment,prostatic liquid,etc. | 31680 | 20% | Promedia d.o.o. | 105-21/24 | 08.10.2024 | 08.10.2025
Reagensi, izuzev za transfuziju | 404-1-110/24-44 | 304 | Reagensi za aparat SaMag-12/24 - Automatic Nucleic Acids Extraction System | 4 | SaMag Viral Nucleic Acids Extraction kit | RGN231859 | pakovanje | 48/1 | Sacace Biotechnologies | SaMag Viral Nucleic Acids Extraction kit - extraction of Viral nucleic acids from serum, plasma etc. | 31680 | 20% | Promedia d.o.o. | 105-21/24 | 08.10.2024 | 08.10.2025
Reagensi, izuzev za transfuziju | 404-1-110/24-44 | 304 | Reagensi za aparat SaMag-12/24 - Automatic Nucleic Acids Extraction System | 5 | SaMag Tissue DNA extraction kit | RGN231860 | pakovanje | 48/1 | Sacace Biotechnologies | SaMag Tissue DNA extraction kit - extraction of DNA from tissue | 41492 | 20% | Promedia d.o.o. | 105-21/24 | 08.10.2024 | 08.10.2025
Reagensi, izuzev za transfuziju | 404-1-110/24-44 | 304 | Reagensi za aparat SaMag-12/24 - Automatic Nucleic Acids Extraction System | 6 | SaMag FFPE Tissue DNA Extraction kit | RGN231861 | pakovanje | 48/1 | Sacace Biotechnologies | SaMag FFPE Tissue DNA Extraction kit - extraction of DNA of from Formaldehyde Fixed-Paraffin tissue | 44880 | 20% | Promedia d.o.o. | 105-21/24 | 08.10.2024 | 08.10.2025
Reagensi, izuzev za transfuziju | 404-1-110/24-44 | 304 | Reagensi za aparat SaMag-12/24 - Automatic Nucleic Acids Extraction System | 7 | SaMagTotal RNA Extraction kit | RGN231862 | pakovanje | 48/1 | Sacace Biotechnologies | SaMag Total RNA/DNA Extraction Kit - extraction of total RNA/DNA from clinical specimens | 48400 | 20% | Promedia d.o.o. | 105-21/24 | 08.10.2024 | 08.10.2025
Reagensi, izuzev za transfuziju | 404-1-110/24-44 | 305 | Reagensi za RT PCR aparat Easy PGX q PCR Instrument 96 | 1 | Easy PGX ready KRAS | RGN231863 | pakovanje | 48 testova | Diatech Pharmacogenetics | Easy PGX ready KRAS | 662400 | 20% | Vicor d.o.o. | 105-25/24 | 08.10.2024 | 08.10.2025
Reagensi, izuzev za transfuziju | 404-1-110/24-44 | 305 | Reagensi za RT PCR aparat Easy PGX q PCR Instrument 96 | 2 | Easy PGX ready NRAS | RGN231864 | pakovanje | 48 testova | Diatech Pharmacogenetics | Easy PGX ready NRAS | 662400 | 20% | Vicor d.o.o. | 105-25/24 | 08.10.2024 | 08.10.2025
Reagensi, izuzev za transfuziju | 404-1-110/24-44 | 306 | Reagensi za molekularnu dijagnostiku za aparate Gentier 96E, GeneRotex, TianLong | 1 | BRAF Codon 600 Mutation Analysis Kit II | RGN231865 | pakovanje | 64 testa | Entrogen, USA | BRAF Codon 600 Mutation Analysis Kit II | 237600 | 20% | Elta 90 MS d.o.o. | 105-7/24 | 08.10.2024 | 08.10.2025
Reagensi, izuzev za transfuziju | 404-1-110/24-44 | 306 | Reagensi za molekularnu dijagnostiku za aparate Gentier 96E, GeneRotex, TianLong | 2 | GeneProof Hepatitis B Virus (HBV) PCR Kit | RGN241866 | pakovanje | 25 testova | GeneProof, Češka | GeneProof Hepatitis B Virus (HBV) PCR Kit | 42000 | 20% | Elta 90 MS d.o.o. | 105-7/24 | 08.10.2024 | 08.10.2025
Reagensi, izuzev za transfuziju | 404-1-110/24-44 | 306 | Reagensi za molekularnu dijagnostiku za aparate Gentier 96E, GeneRotex, TianLong | 3 | GeneProof Hepatitis C Virus (HCV) Diagnostic PCR Kit | RGN241867 | pakovanje | 25 testova | GeneProof, Češka | GeneProof Hepatitis C Virus (HCV) Diagnostic PCR Kit | 59000 | 20% | Elta 90 MS d.o.o. | 105-7/24 | 08.10.2024 | 08.10.2025
Reagensi, izuzev za transfuziju | 404-1-110/24-44 | 306 | Reagensi za molekularnu dijagnostiku za aparate Gentier 96E, GeneRotex, TianLong | 4 | GeneProof HIV type 1 (HIV-1) PCR Kit | RGN241868 | pakovanje | 25 testova | GeneProof, Češka | GeneProof HIV type 1 (HIV-1) PCR Kit | 90000 | 20% | Elta 90 MS d.o.o. | 105-7/24 | 08.10.2024 | 08.10.2025
Reagensi, izuzev za transfuziju | 404-1-110/24-44 | 306 | Reagensi za molekularnu dijagnostiku za aparate Gentier 96E, GeneRotex, TianLong | 5 | GeneProof Cytomegalovirus (CMV) PCR Kit | RGN241869 | pakovanje | 25 testova | GeneProof, Češka | GeneProof Cytomegalovirus (CMV) PCR Kit | 33000 | 20% | Elta 90 MS d.o.o. | 105-7/24 | 08.10.2024 | 08.10.2025
Reagensi, izuzev za transfuziju | 404-1-110/24-44 | 306 | Reagensi za molekularnu dijagnostiku za aparate Gentier 96E, GeneRotex, TianLong | 6 | GeneProof Epstein-Barr Virus (EBV) PCR Kit | RGN241870 | pakovanje | 25 testova | GeneProof, Češka | GeneProof Epstein-Barr Virus (EBV) PCR Kit | 40000 | 20% | Elta 90 MS d.o.o. | 105-7/24 | 08.10.2024 | 08.10.2025
Reagensi, izuzev za transfuziju | 404-1-110/24-44 | 306 | Reagensi za molekularnu dijagnostiku za aparate Gentier 96E, GeneRotex, TianLong | 7 | GeneProof BK/JC Virus (BK/JC) PCR Kit | RGN241871 | pakovanje | 25 testova | GeneProof, Češka | GeneProof BK/JC Virus (BK/JC) PCR Kit | 40000 | 20% | Elta 90 MS d.o.o. | 105-7/24 | 08.10.2024 | 08.10.2025
Reagensi, izuzev za transfuziju | 404-1-110/24-44 | 306 | Reagensi za molekularnu dijagnostiku za aparate Gentier 96E, GeneRotex, TianLong | 8 | GeneProof Adenovirus PCR Kit | RGN241872 | pakovanje | 25 testova | GeneProof, Češka | GeneProof Adenovirus PCR Kit | 41000 | 20% | Elta 90 MS d.o.o. | 105-7/24 | 08.10.2024 | 08.10.2025
Reagensi, izuzev za transfuziju | 404-1-110/24-44 | 306 | Reagensi za molekularnu dijagnostiku za aparate Gentier 96E, GeneRotex, TianLong | 9 | GeneProof Aspergillus PCR Kit | RGN241873 | pakovanje | 25 testova | GeneProof, Češka | GeneProof Aspergillus PCR Kit | 37000 | 20% | Elta 90 MS d.o.o. | 105-7/24 | 08.10.2024 | 08.10.2025
Reagensi, izuzev za transfuziju | 404-1-110/24-44 | 306 | Reagensi za molekularnu dijagnostiku za aparate Gentier 96E, GeneRotex, TianLong | 10 | GeneProof Herpes Simplex Virus (HSV-1/2) PCR Kit | RGN241874 | pakovanje | 25 testova | GeneProof, Češka | GeneProof Herpes Simplex Virus (HSV-1/2) PCR Kit | 41000 | 20% | Elta 90 MS d.o.o. | 105-7/24 | 08.10.2024 | 08.10.2025
Reagensi, izuzev za transfuziju | 404-1-110/24-44 | 306 | Reagensi za molekularnu dijagnostiku za aparate Gentier 96E, GeneRotex, TianLong | 11 | GeneProof Human Herpes Virus 6/7 (HHV-6/7) PCR Kit | RGN241875 | pakovanje | 25 testova | GeneProof, Češka | GeneProof Human Herpes Virus 6/7 (HHV-6/7) PCR Kit | 41000 | 20% | Elta 90 MS d.o.o. | 105-7/24 | 08.10.2024 | 08.10.2025
Reagensi, izuzev za transfuziju | 404-1-110/24-44 | 306 | Reagensi za molekularnu dijagnostiku za aparate Gentier 96E, GeneRotex, TianLong | 12 | GeneProof Human Herpes Virus 8 (HHV-8) PCR Kit | RGN241876 | pakovanje | 25 testova | GeneProof, Češka | GeneProof Human Herpes Virus 8 (HHV-8) PCR Kit | 41000 | 20% | Elta 90 MS d.o.o. | 105-7/24 | 08.10.2024 | 08.10.2025
Reagensi, izuzev za transfuziju | 404-1-110/24-44 | 306 | Reagensi za molekularnu dijagnostiku za aparate Gentier 96E, GeneRotex, TianLong | 13 | GeneProof Parvovirus B19 PCR Kit | RGN241877 | pakovanje | 25 testova | GeneProof, Češka | GeneProof Parvovirus B19 PCR Kit | 41000 | 20% | Elta 90 MS d.o.o. | 105-7/24 | 08.10.2024 | 08.10.2025
Reagensi, izuzev za transfuziju | 404-1-110/24-44 | 306 | Reagensi za molekularnu dijagnostiku za aparate Gentier 96E, GeneRotex, TianLong | 14 | GeneProof Varicella-Zoster Virus (VZV) PCR Kit | RGN241878 | pakovanje | 25 testova | GeneProof, Češka | GeneProof Varicella-Zoster Virus (VZV) PCR Kit | 41000 | 20% | Elta 90 MS d.o.o. | 105-7/24 | 08.10.2024 | 08.10.2025
Reagensi, izuzev za transfuziju | 404-1-110/24-44 | 306 | Reagensi za molekularnu dijagnostiku za aparate Gentier 96E, GeneRotex, TianLong | 15 | GeneProof Chlamydia trachomatis PCR Kit | RGN241879 | pakovanje | 25 testova | GeneProof, Češka | GeneProof Chlamydia trachomatis PCR Kit | 18000 | 20% | Elta 90 MS d.o.o. | 105-7/24 | 08.10.2024 | 08.10.2025
Reagensi, izuzev za transfuziju | 404-1-110/24-44 | 306 | Reagensi za molekularnu dijagnostiku za aparate Gentier 96E, GeneRotex, TianLong | 16 | GeneProof Neisseria gonorrhoeae PCR Kit | RGN241880 | pakovanje | 25 testova | GeneProof, Češka | GeneProof Neisseria gonorrhoeae PCR Kit | 24000 | 20% | Elta 90 MS d.o.o. | 105-7/24 | 08.10.2024 | 08.10.2025
Reagensi, izuzev za transfuziju | 404-1-110/24-44 | 306 | Reagensi za molekularnu dijagnostiku za aparate Gentier 96E, GeneRotex, TianLong | 17 | GeneProof CT/NG/MG Multiplex PCR Kit | RGN241881 | pakovanje | 25 testova | GeneProof, Češka | GeneProof CT/NG/MG Multiplex PCR Kit | 72000 | 20% | Elta 90 MS d.o.o. | 105-7/24 | 08.10.2024 | 08.10.2025
Reagensi, izuzev za transfuziju | 404-1-110/24-44 | 306 | Reagensi za molekularnu dijagnostiku za aparate Gentier 96E, GeneRotex, TianLong | 18 | GeneProof MH/UU/UP Multiplex PCR Kit | RGN241882 | pakovanje | 25 testova | GeneProof, Češka | GeneProof MH/UU/UP Multiplex PCR Kit | 72000 | 20% | Elta 90 MS d.o.o. | 105-7/24 | 08.10.2024 | 08.10.2025
Reagensi, izuzev za transfuziju | 404-1-110/24-44 | 306 | Reagensi za molekularnu dijagnostiku za aparate Gentier 96E, GeneRotex, TianLong | 19 | GeneProof Mycoplasma genitalium/hominis PCR Kit | RGN241883 | pakovanje | 25 testova | GeneProof, Češka | GeneProof Mycoplasma genitalium/hominis PCR Kit | 36000 | 20% | Elta 90 MS d.o.o. | 105-7/24 | 08.10.2024 | 08.10.2025
Reagensi, izuzev za transfuziju | 404-1-110/24-44 | 306 | Reagensi za molekularnu dijagnostiku za aparate Gentier 96E, GeneRotex, TianLong | 20 | GeneProof Ureaplasma PCR Kit | RGN241884 | pakovanje | 25 testova | GeneProof, Češka | GeneProof Ureaplasma PCR Kit | 36000 | 20% | Elta 90 MS d.o.o. | 105-7/24 | 08.10.2024 | 08.10.2025
Reagensi, izuzev za transfuziju | 404-1-110/24-44 | 306 | Reagensi za molekularnu dijagnostiku za aparate Gentier 96E, GeneRotex, TianLong | 21 | GeneProof Trichomonas vaginalis PCR Kit | RGN241885 | pakovanje | 25 testova | GeneProof, Češka | GeneProof Trichomonas vaginalis PCR Kit | 41905 | 20% | Elta 90 MS d.o.o. | 105-7/24 | 08.10.2024 | 08.10.2025
Reagensi, izuzev za transfuziju | 404-1-110/24-44 | 306 | Reagensi za molekularnu dijagnostiku za aparate Gentier 96E, GeneRotex, TianLong | 22 | GeneProof Treponema pallidum PCR Kit | RGN241886 | pakovanje | 25 testova | GeneProof, Češka | GeneProof Treponema pallidum PCR Kit | 41905 | 20% | Elta 90 MS d.o.o. | 105-7/24 | 08.10.2024 | 08.10.2025
Reagensi, izuzev za transfuziju | 404-1-110/24-44 | 306 | Reagensi za molekularnu dijagnostiku za aparate Gentier 96E, GeneRotex, TianLong | 23 | GeneProof Human Papilloma Virus (HPV) Screening PCR Kit | RGN241887 | pakovanje | 25 testova | GeneProof, Češka | GeneProof Human Papilloma Virus (HPV) Screening PCR Kit | 56100 | 20% | Elta 90 MS d.o.o. | 105-7/24 | 08.10.2024 | 08.10.2025
Reagensi, izuzev za transfuziju | 404-1-110/24-44 | 306 | Reagensi za molekularnu dijagnostiku za aparate Gentier 96E, GeneRotex, TianLong | 24 | GeneProof Borrelia burgdorferi PCR Kit | RGN241888 | pakovanje | 25 testova | GeneProof, Češka | GeneProof Borrelia burgdorferi PCR Kit | 41905 | 20% | Elta 90 MS d.o.o. | 105-7/24 | 08.10.2024 | 08.10.2025
Reagensi, izuzev za transfuziju | 404-1-110/24-44 | 306 | Reagensi za molekularnu dijagnostiku za aparate Gentier 96E, GeneRotex, TianLong | 25 | GeneProof Enterovirus PCR Kit | RGN241889 | pakovanje | 25 testova | GeneProof, Češka | GeneProof Enterovirus PCR Kit | 74250 | 20% | Elta 90 MS d.o.o. | 105-7/24 | 08.10.2024 | 08.10.2025
Reagensi, izuzev za transfuziju | 404-1-110/24-44 | 306 | Reagensi za molekularnu dijagnostiku za aparate Gentier 96E, GeneRotex, TianLong | 26 | GeneProof Flu Multiplex PCR Kit | RGN241890 | pakovanje | 25 testova | GeneProof, Češka | GeneProof Flu Multiplex PCR Kit | 74250 | 20% | Elta 90 MS d.o.o. | 105-7/24 | 08.10.2024 | 08.10.2025
Reagensi, izuzev za transfuziju | 404-1-110/24-44 | 306 | Reagensi za molekularnu dijagnostiku za aparate Gentier 96E, GeneRotex, TianLong | 27 | GeneProof Bordetella pertussis/parapertussis PCR Kit | RGN241891 | pakovanje | 25 testova | GeneProof, Češka | GeneProof Bordetella pertussis/parapertussis PCR Kit | 41905 | 20% | Elta 90 MS d.o.o. | 105-7/24 | 08.10.2024 | 08.10.2025
Reagensi, izuzev za transfuziju | 404-1-110/24-44 | 306 | Reagensi za molekularnu dijagnostiku za aparate Gentier 96E, GeneRotex, TianLong | 28 | GeneProof Chlamydia pneumoniae PCR Kit | RGN241892 | pakovanje | 25 testova | GeneProof, Češka | GeneProof Chlamydia pneumoniae PCR Kit | 41905 | 20% | Elta 90 MS d.o.o. | 105-7/24 | 08.10.2024 | 08.10.2025
Reagensi, izuzev za transfuziju | 404-1-110/24-44 | 306 | Reagensi za molekularnu dijagnostiku za aparate Gentier 96E, GeneRotex, TianLong | 29 | GeneProof Legionella pneumophila PCR Kit | RGN241893 | pakovanje | 25 testova | GeneProof, Češka | GeneProof Legionella pneumophila PCR Kit | 41905 | 20% | Elta 90 MS d.o.o. | 105-7/24 | 08.10.2024 | 08.10.2025
Reagensi, izuzev za transfuziju | 404-1-110/24-44 | 306 | Reagensi za molekularnu dijagnostiku za aparate Gentier 96E, GeneRotex, TianLong | 30 | GeneProof Mycoplasma pneumoniae PCR Kit | RGN241894 | pakovanje | 25 testova | GeneProof, Češka | GeneProof Mycoplasma pneumoniae PCR Kit | 41905 | 20% | Elta 90 MS d.o.o. | 105-7/24 | 08.10.2024 | 08.10.2025
Reagensi, izuzev za transfuziju | 404-1-110/24-44 | 306 | Reagensi za molekularnu dijagnostiku za aparate Gentier 96E, GeneRotex, TianLong | 31 | GeneProof Mycobacterium tuberculosis PCR Kit | RGN241895 | pakovanje | 25 testova | GeneProof, Češka | GeneProof Mycobacterium tuberculosis PCR Kit | 41905 | 20% | Elta 90 MS d.o.o. | 105-7/24 | 08.10.2024 | 08.10.2025
Reagensi, izuzev za transfuziju | 404-1-110/24-44 | 306 | Reagensi za molekularnu dijagnostiku za aparate Gentier 96E, GeneRotex, TianLong | 32 | GeneProof MRSA PCR Kit | RGN241896 | pakovanje | 25 testova | GeneProof, Češka | GeneProof MRSA PCR Kit | 80850 | 20% | Elta 90 MS d.o.o. | 105-7/24 | 08.10.2024 | 08.10.2025
Reagensi, izuzev za transfuziju | 404-1-110/24-44 | 306 | Reagensi za molekularnu dijagnostiku za aparate Gentier 96E, GeneRotex, TianLong | 33 | GeneProof VRE PCR Kit | RGN241897 | pakovanje | 25 testova | GeneProof, Češka | GeneProof VRE PCR Kit | 63690 | 20% | Elta 90 MS d.o.o. | 105-7/24 | 08.10.2024 | 08.10.2025
Reagensi, izuzev za transfuziju | 404-1-110/24-44 | 306 | Reagensi za molekularnu dijagnostiku za aparate Gentier 96E, GeneRotex, TianLong | 34 | GeneProof Factor II Prothrombin PCR Kit | RGN241898 | pakovanje | 25 testova | GeneProof, Češka | GeneProof Factor II Prothrombin PCR Kit | 20000 | 20% | Elta 90 MS d.o.o. | 105-7/24 | 08.10.2024 | 08.10.2025
Reagensi, izuzev za transfuziju | 404-1-110/24-44 | 306 | Reagensi za molekularnu dijagnostiku za aparate Gentier 96E, GeneRotex, TianLong | 35 | GeneProof Factor V Leiden PCR Kit | RGN241899 | pakovanje | 25 testova | GeneProof, Češka | GeneProof Factor V Leiden PCR Kit | 20000 | 20% | Elta 90 MS d.o.o. | 105-7/24 | 08.10.2024 | 08.10.2025
Reagensi, izuzev za transfuziju | 404-1-110/24-44 | 306 | Reagensi za molekularnu dijagnostiku za aparate Gentier 96E, GeneRotex, TianLong | 36 | GeneProof Factor XIII V34L PCR Kit | RGN241900 | pakovanje | 25 testova | GeneProof, Češka | GeneProof Factor XIII V34L PCR Kit | 20000 | 20% | Elta 90 MS d.o.o. | 105-7/24 | 08.10.2024 | 08.10.2025
Reagensi, izuzev za transfuziju | 404-1-110/24-44 | 306 | Reagensi za molekularnu dijagnostiku za aparate Gentier 96E, GeneRotex, TianLong | 37 | GeneProof MTHFR C677T PCR Kit | RGN241901 | pakovanje | 25 testova | GeneProof, Češka | GeneProof MTHFR C677T PCR Kit | 20000 | 20% | Elta 90 MS d.o.o. | 105-7/24 | 08.10.2024 | 08.10.2025
Reagensi, izuzev za transfuziju | 404-1-110/24-44 | 306 | Reagensi za molekularnu dijagnostiku za aparate Gentier 96E, GeneRotex, TianLong | 38 | GeneProof MTHFR A1298C PCR Kit | RGN241902 | pakovanje | 25 testova | GeneProof, Češka | GeneProof MTHFR A1298C PCR Kit | 20000 | 20% | Elta 90 MS d.o.o. | 105-7/24 | 08.10.2024 | 08.10.2025
Reagensi, izuzev za transfuziju | 404-1-110/24-44 | 306 | Reagensi za molekularnu dijagnostiku za aparate Gentier 96E, GeneRotex, TianLong | 39 | GeneProof PAI-1 Genotyping PCR Kit | RGN241903 | pakovanje | 25 testova | GeneProof, Češka | GeneProof PAI-1 Genotyping PCR Kit | 22000 | 20% | Elta 90 MS d.o.o. | 105-7/24 | 08.10.2024 | 08.10.2025
Reagensi, izuzev za transfuziju | 404-1-110/24-44 | 306 | Reagensi za molekularnu dijagnostiku za aparate Gentier 96E, GeneRotex, TianLong | 40 | GeneProof Universal Internal Control | RGN241904 | pakovanje | 50 testova | GeneProof, Češka | GeneProof Universal Internal Control | 4000 | 20% | Elta 90 MS d.o.o. | 105-7/24 | 08.10.2024 | 08.10.2025
Reagensi, izuzev za transfuziju | 404-1-110/24-44 | 306 | Reagensi za molekularnu dijagnostiku za aparate Gentier 96E, GeneRotex, TianLong | 41 | GeneProof PathogenFree DNA Isolation Kit | RGN241905 | pakovanje | 50 testova | GeneProof, Češka | GeneProof PathogenFree DNA Isolation Kit | 24750 | 20% | Elta 90 MS d.o.o. | 105-7/24 | 08.10.2024 | 08.10.2025
Reagensi, izuzev za transfuziju | 404-1-110/24-44 | 306 | Reagensi za molekularnu dijagnostiku za aparate Gentier 96E, GeneRotex, TianLong | 42 | GeneProof PathogenFree RNA Isolation Kit | RGN241906 | pakovanje | 50 testova | GeneProof, Češka | GeneProof PathogenFree RNA Isolation Kit | 33000 | 20% | Elta 90 MS d.o.o. | 105-7/24 | 08.10.2024 | 08.10.2025
Reagensi, izuzev za transfuziju | 404-1-110/24-44 | 306 | Reagensi za molekularnu dijagnostiku za aparate Gentier 96E, GeneRotex, TianLong | 43 | GeneProof SARS-CoV-2 PCR Kit | RGN241907 | pakovanje | 100 testova | GeneProof, Češka | GeneProof SARS-CoV-2 PCR Kit | 99000 | 20% | Elta 90 MS d.o.o. | 105-7/24 | 08.10.2024 | 08.10.2025
Reagensi, izuzev za transfuziju | 404-1-110/24-44 | 306 | Reagensi za molekularnu dijagnostiku za aparate Gentier 96E, GeneRotex, TianLong | 44 | GeneProof SARS-CoV-2 Screening PCR Kit | RGN241908 | pakovanje | 100 testova | GeneProof, Češka | GeneProof SARS-CoV-2 Screening PCR Kit | 95700 | 20% | Elta 90 MS d.o.o. | 105-7/24 | 08.10.2024 | 08.10.2025
Reagensi, izuzev za transfuziju | 404-1-110/24-44 | 306 | Reagensi za molekularnu dijagnostiku za aparate Gentier 96E, GeneRotex, TianLong | 45 | PIK3CA Mutation Analysis Kit | RGN241909 | pakovanje | 48 testova | Entrogen, USA | PIK3CA Mutation Analysis Kit | 196020 | 20% | Elta 90 MS d.o.o. | 105-7/24 | 08.10.2024 | 08.10.2025
Reagensi, izuzev za transfuziju | 404-1-110/24-44 | 306 | Reagensi za molekularnu dijagnostiku za aparate Gentier 96E, GeneRotex, TianLong | 46 | KRAS Mutation Analysis Kit | RGN241910 | pakovanje | 50 testova | Entrogen, USA | KRAS Mutation Analysis Kit | 415800 | 20% | Elta 90 MS d.o.o. | 105-7/24 | 08.10.2024 | 08.10.2025
Reagensi, izuzev za transfuziju | 404-1-110/24-44 | 306 | Reagensi za molekularnu dijagnostiku za aparate Gentier 96E, GeneRotex, TianLong | 47 | KRAS/BRAF Mutation Analysis Kit | RGN241911 | pakovanje | 50 testova | Entrogen, USA | KRAS/BRAF Mutation Analysis Kit | 427680 | 20% | Elta 90 MS d.o.o. | 105-7/24 | 08.10.2024 | 08.10.2025
Reagensi, izuzev za transfuziju | 404-1-110/24-44 | 306 | Reagensi za molekularnu dijagnostiku za aparate Gentier 96E, GeneRotex, TianLong | 48 | RAS Mutation Analysis Kit | RGN241912 | pakovanje | 50 testova | Entrogen, USA | RAS Mutation Analysis Kit | 435600 | 20% | Elta 90 MS d.o.o. | 105-7/24 | 08.10.2024 | 08.10.2025
Reagensi, izuzev za transfuziju | 404-1-110/24-44 | 306 | Reagensi za molekularnu dijagnostiku za aparate Gentier 96E, GeneRotex, TianLong | 49 | NRAS Mutation Analysis Kit | RGN241913 | pakovanje | 50 testova | Entrogen, USA | NRAS Mutation Analysis Kit | 237600 | 20% | Elta 90 MS d.o.o. | 105-7/24 | 08.10.2024 | 08.10.2025
Reagensi, izuzev za transfuziju | 404-1-110/24-44 | 306 | Reagensi za molekularnu dijagnostiku za aparate Gentier 96E, GeneRotex, TianLong | 50 | Colorectal Cancer Mutation Detection Panel | RGN241914 | pakovanje | 48 testova | Entrogen, USA | Colorectal Cancer Mutation Detection Panel | 451440 | 20% | Elta 90 MS d.o.o. | 105-7/24 | 08.10.2024 | 08.10.2025
Reagensi, izuzev za transfuziju | 404-1-110/24-44 | 306 | Reagensi za molekularnu dijagnostiku za aparate Gentier 96E, GeneRotex, TianLong | 51 | UGT1A1 Genotyping Kit | RGN241915 | pakovanje | 50 testova | Entrogen, USA | UGT1A1 Genotyping Kit | 145600 | 20% | Elta 90 MS d.o.o. | 105-7/24 | 08.10.2024 | 08.10.2025
Reagensi, izuzev za transfuziju | 404-1-110/24-44 | 306 | Reagensi za molekularnu dijagnostiku za aparate Gentier 96E, GeneRotex, TianLong | 52 | GIST Mutation Detection Kit | RGN241916 | pakovanje | 44 testa | Entrogen, USA | GIST Mutation Detection Kit | 415800 | 20% | Elta 90 MS d.o.o. | 105-7/24 | 08.10.2024 | 08.10.2025
Reagensi, izuzev za transfuziju | 404-1-110/24-44 | 306 | Reagensi za molekularnu dijagnostiku za aparate Gentier 96E, GeneRotex, TianLong | 53 | MGMT Methylation Detection Kit | RGN241917 | pakovanje | 44 testa | Entrogen, USA | MGMT Methylation Detection Kit | 261360 | 20% | Elta 90 MS d.o.o. | 105-7/24 | 08.10.2024 | 08.10.2025
Reagensi, izuzev za transfuziju | 404-1-110/24-44 | 306 | Reagensi za molekularnu dijagnostiku za aparate Gentier 96E, GeneRotex, TianLong | 54 | IDH1/2 Mutation Detection Kit | RGN241918 | pakovanje | 38 testova | Entrogen, USA | IDH1/2 Mutation Detection Kit | 261360 | 20% | Elta 90 MS d.o.o. | 105-7/24 | 08.10.2024 | 08.10.2025
Reagensi, izuzev za transfuziju | 404-1-110/24-44 | 306 | Reagensi za molekularnu dijagnostiku za aparate Gentier 96E, GeneRotex, TianLong | 55 | EGFR VIII Detection Kit | RGN241919 | pakovanje | 42 testa | Entrogen, USA | EGFR VIII Detection Kit | 261360 | 20% | Elta 90 MS d.o.o. | 105-7/24 | 08.10.2024 | 08.10.2025
Reagensi, izuzev za transfuziju | 404-1-110/24-44 | 306 | Reagensi za molekularnu dijagnostiku za aparate Gentier 96E, GeneRotex, TianLong | 56 | pureNA Cell-Free DNA Isolation Kit | RGN241920 | pakovanje | 50 testova | Entrogen, USA | pureNA Cell-Free DNA Isolation Kit | 125400 | 20% | Elta 90 MS d.o.o. | 105-7/24 | 08.10.2024 | 08.10.2025
Reagensi, izuzev za transfuziju | 404-1-110/24-44 | 306 | Reagensi za molekularnu dijagnostiku za aparate Gentier 96E, GeneRotex, TianLong | 57 | BCR-ABL P190 (mbcr) One-Step Detection Kit | RGN241921 | pakovanje | 46 testova | Entrogen, USA | BCR-ABL P190 (mbcr) One-Step Detection Kit | 261360 | 20% | Elta 90 MS d.o.o. | 105-7/24 | 08.10.2024 | 08.10.2025
Reagensi, izuzev za transfuziju | 404-1-110/24-44 | 306 | Reagensi za molekularnu dijagnostiku za aparate Gentier 96E, GeneRotex, TianLong | 58 | BCR-ABL P210 (Mbcr) One-Step Detection Kit | RGN241922 | pakovanje | 46 testova | Entrogen, USA | BCR-ABL P210 (Mbcr) One-Step Detection Kit | 261360 | 20% | Elta 90 MS d.o.o. | 105-7/24 | 08.10.2024 | 08.10.2025
Reagensi, izuzev za transfuziju | 404-1-110/24-44 | 306 | Reagensi za molekularnu dijagnostiku za aparate Gentier 96E, GeneRotex, TianLong | 59 | ctDNA EGFR Mutation Detection Kit | RGN241923 | pakovanje | 48 testova | Entrogen, USA | ctDNA EGFR Mutation Detection Kit | 415800 | 20% | Elta 90 MS d.o.o. | 105-7/24 | 08.10.2024 | 08.10.2025
Reagensi, izuzev za transfuziju | 404-1-110/24-44 | 306 | Reagensi za molekularnu dijagnostiku za aparate Gentier 96E, GeneRotex, TianLong | 60 | EGFR Mutation Analysis Kit | RGN241924 | pakovanje | 52 testa | Entrogen, USA | EGFR Mutation Analysis Kit | 415800 | 20% | Elta 90 MS d.o.o. | 105-7/24 | 08.10.2024 | 08.10.2025
Reagensi, izuzev za transfuziju | 404-1-110/24-44 | 306 | Reagensi za molekularnu dijagnostiku za aparate Gentier 96E, GeneRotex, TianLong | 61 | Lung Cancer RNA Panel | RGN241925 | pakovanje | 48 testova | Entrogen, USA | Lung Cancer RNA Panel | 415800 | 20% | Elta 90 MS d.o.o. | 105-7/24 | 08.10.2024 | 08.10.2025
Reagensi, izuzev za transfuziju | 404-1-110/24-44 | 306 | Reagensi za molekularnu dijagnostiku za aparate Gentier 96E, GeneRotex, TianLong | 62 | c-Kit Mutation Detection Kit | RGN241926 | pakovanje | 44 testa | Entrogen, USA | c-Kit Mutation Detection Kit | 198000 | 20% | Elta 90 MS d.o.o. | 105-7/24 | 08.10.2024 | 08.10.2025
Reagensi, izuzev za transfuziju | 404-1-110/24-44 | 306 | Reagensi za molekularnu dijagnostiku za aparate Gentier 96E, GeneRotex, TianLong | 63 | Internal Quality Control Assay | RGN241927 | pakovanje | 50 testova | Entrogen, USA | Internal Quality Control Assay | 62700 | 20% | Elta 90 MS d.o.o. | 105-7/24 | 08.10.2024 | 08.10.2025
Reagensi, izuzev za transfuziju | 404-1-110/24-44 | 306 | Reagensi za molekularnu dijagnostiku za aparate Gentier 96E, GeneRotex, TianLong | 64 | DNA Fragmentation Quantification Assay | RGN241928 | pakovanje | 40 testova | Entrogen, USA | DNA Fragmentation Quantification Assay | 41800 | 20% | Elta 90 MS d.o.o. | 105-7/24 | 08.10.2024 | 08.10.2025
Reagensi, izuzev za transfuziju | 404-1-110/24-44 | 306 | Reagensi za molekularnu dijagnostiku za aparate Gentier 96E, GeneRotex, TianLong | 65 | Thyroid Cancer Fusion Gene Detection Kit | RGN241929 | pakovanje | 32 testa | Entrogen, USA | Thyroid Cancer Fusion Gene Detection Kit | 125400 | 20% | Elta 90 MS d.o.o. | 105-7/24 | 08.10.2024 | 08.10.2025
Reagensi, izuzev za transfuziju | 404-1-110/24-44 | 306 | Reagensi za molekularnu dijagnostiku za aparate Gentier 96E, GeneRotex, TianLong | 66 | Thyroid Cancer Mutation Detection Kit | RGN241930 | pakovanje | 64 testa | Entrogen, USA | Thyroid Cancer Mutation Detection Kit | 237600 | 20% | Elta 90 MS d.o.o. | 105-7/24 | 08.10.2024 | 08.10.2025
Reagensi, izuzev za transfuziju | 404-1-110/24-44 | 306 | Reagensi za molekularnu dijagnostiku za aparate Gentier 96E, GeneRotex, TianLong | 67 | pureNA Genomic DNA Isolation Kit | RGN241931 | pakovanje | 50 testova | Entrogen, USA | pureNA Genomic DNA Isolation Kit | 41800 | 20% | Elta 90 MS d.o.o. | 105-7/24 | 08.10.2024 | 08.10.2025
Reagensi, izuzev za transfuziju | 404-1-110/24-44 | 306 | Reagensi za molekularnu dijagnostiku za aparate Gentier 96E, GeneRotex, TianLong | 68 | Library Quantification Kit for Illumina | RGN241932 | pakovanje | 75 testova | Entrogen, USA | Library Quantification Kit for Illumina | 59400 | 20% | Elta 90 MS d.o.o. | 105-7/24 | 08.10.2024 | 08.10.2025
Reagensi, izuzev za transfuziju | 404-1-110/24-44 | 306 | Reagensi za molekularnu dijagnostiku za aparate Gentier 96E, GeneRotex, TianLong | 69 | Monkeypox Virus Nucleic Acid Detection Kit (Fluorescence PCR Method) | RGN241933 | pakovanje | 50 testova | TianLong, China | Monkeypox Virus Nucleic Acid Detection Kit (Fluorescence PCR Method) | 37500 | 20% | Elta 90 MS d.o.o. | 105-7/24 | 08.10.2024 | 08.10.2025
Reagensi, izuzev za transfuziju | 404-1-110/24-44 | 306 | Reagensi za molekularnu dijagnostiku za aparate Gentier 96E, GeneRotex, TianLong | 70 | Human Survival Motor Neuron 1 (SMN1) Gene Detection Kit (PCR-Melting Curve Method) | RGN241934 | pakovanje | 32 testa | TianLong, China | Human Survival Motor Neuron 1 (SMN1) Gene Detection Kit (PCR-Melting Curve Method) | 96000 | 20% | Elta 90 MS d.o.o. | 105-7/24 | 08.10.2024 | 08.10.2025
Reagensi, izuzev za transfuziju | 404-1-110/24-44 | 306 | Reagensi za molekularnu dijagnostiku za aparate Gentier 96E, GeneRotex, TianLong | 71 | Viral DNA/RNA Nucleic Acid Extraction kit (64T) | RGN241935 | pakovanje | 64 testa | TianLong, Kina | Viral DNA/RNA Nucleic Acid Extraction kit (64T) | 19200 | 20% | Elta 90 MS d.o.o. | 105-7/24 | 08.10.2024 | 08.10.2025
Reagensi, izuzev za transfuziju | 404-1-110/24-44 | 306 | Reagensi za molekularnu dijagnostiku za aparate Gentier 96E, GeneRotex, TianLong | 72 | Viral DNA and RNA Extraction Kit For HCMV,EB | RGN241936 | pakovanje | 20 testova | TianLong, Kina | Viral DNA and RNA Extraction Kit For HCMV,EB | 9000 | 20% | Elta 90 MS d.o.o. | 105-7/24 | 08.10.2024 | 08.10.2025
Reagensi, izuzev za transfuziju | 404-1-110/24-44 | 306 | Reagensi za molekularnu dijagnostiku za aparate Gentier 96E, GeneRotex, TianLong | 73 | Viral DNA and RNA Extraction Kit For HCMV,EB | RGN241937 | pakovanje | 64 testa | TianLong, Kina | Viral DNA and RNA Extraction Kit For HCMV,EB | 28800 | 20% | Elta 90 MS d.o.o. | 105-7/24 | 08.10.2024 | 08.10.2025
Reagensi, izuzev za transfuziju | 404-1-110/24-44 | 306 | Reagensi za molekularnu dijagnostiku za aparate Gentier 96E, GeneRotex, TianLong | 74 | Viral DNA and RNA Extraction Kit For HCMV,EB | RGN241936 | pakovanje | 20 testova | TianLong, Kina | Viral DNA and RNA Extraction Kit For HCMV,EB | 9000 | 20% | Elta 90 MS d.o.o. | 105-7/24 | 08.10.2024 | 08.10.2025
Reagensi, izuzev za transfuziju | 404-1-110/24-44 | 306 | Reagensi za molekularnu dijagnostiku za aparate Gentier 96E, GeneRotex, TianLong | 75 | Viral DNA and RNA Extraction Kit For HPV | RGN241939 | pakovanje | 20 testova | TianLong, Kina | Viral DNA and RNA Extraction Kit For HPV | 9000 | 20% | Elta 90 MS d.o.o. | 105-7/24 | 08.10.2024 | 08.10.2025
Reagensi, izuzev za transfuziju | 404-1-110/24-44 | 306 | Reagensi za molekularnu dijagnostiku za aparate Gentier 96E, GeneRotex, TianLong | 76 | Viral DNA and RNA Extraction Kit For HPV | RGN241940 | pakovanje | 64 testa | TianLong, Kina | Viral DNA and RNA Extraction Kit For HPV | 28800 | 20% | Elta 90 MS d.o.o. | 105-7/24 | 08.10.2024 | 08.10.2025
Reagensi, izuzev za transfuziju | 404-1-110/24-44 | 306 | Reagensi za molekularnu dijagnostiku za aparate Gentier 96E, GeneRotex, TianLong | 77 | Viral DNA and RNA Extraction Kit For HPV | RGN241939 | pakovanje | 20 testova | TianLong, Kina | Viral DNA and RNA Extraction Kit For HPV | 9000 | 20% | Elta 90 MS d.o.o. | 105-7/24 | 08.10.2024 | 08.10.2025
Reagensi, izuzev za transfuziju | 404-1-110/24-44 | 306 | Reagensi za molekularnu dijagnostiku za aparate Gentier 96E, GeneRotex, TianLong | 78 | Bacteria Genomic DNA Extraction Kit Magnetic Beads method | RGN241942 | pakovanje | 20 testova | TianLong, Kina | Bacteria Genomic DNA Extraction Kit Magnetic Beads method | 9000 | 20% | Elta 90 MS d.o.o. | 105-7/24 | 08.10.2024 | 08.10.2025
Reagensi, izuzev za transfuziju | 404-1-110/24-44 | 306 | Reagensi za molekularnu dijagnostiku za aparate Gentier 96E, GeneRotex, TianLong | 79 | Bacteria Genomic DNA Extraction Kit Magnetic Beads method | RGN241943 | pakovanje | 64 testa | TianLong, Kina | Bacteria Genomic DNA Extraction Kit Magnetic Beads method | 28800 | 20% | Elta 90 MS d.o.o. | 105-7/24 | 08.10.2024 | 08.10.2025
Reagensi, izuzev za transfuziju | 404-1-110/24-44 | 306 | Reagensi za molekularnu dijagnostiku za aparate Gentier 96E, GeneRotex, TianLong | 80 | Whole Blood Genomic DNA Extraction Kit Magnetic Beads method | RGN241944 | pakovanje | 64 testa | TianLong, Kina | Whole Blood Genomic DNA Extraction Kit Magnetic Beads method | 28800 | 20% | Elta 90 MS d.o.o. | 105-7/24 | 08.10.2024 | 08.10.2025
Reagensi, izuzev za transfuziju | 404-1-110/24-44 | 306 | Reagensi za molekularnu dijagnostiku za aparate Gentier 96E, GeneRotex, TianLong | 81 | Whole Blood Genomic DNA Extraction Kit Magnetic Beads method | RGN241945 | pakovanje | 20 testova | TianLong, Kina | Whole Blood Genomic DNA Extraction Kit Magnetic Beads method | 9000 | 20% | Elta 90 MS d.o.o. | 105-7/24 | 08.10.2024 | 08.10.2025
Reagensi, izuzev za transfuziju | 404-1-110/24-44 | 306 | Reagensi za molekularnu dijagnostiku za aparate Gentier 96E, GeneRotex, TianLong | 82 | Whole Blood Genomic DNA Extraction Kit Magnetic Beads method | RGN241946 | pakovanje | 40 testova | TianLong, Kina | Whole Blood Genomic DNA Extraction Kit Magnetic Beads method | 18000 | 20% | Elta 90 MS d.o.o. | 105-7/24 | 08.10.2024 | 08.10.2025
Reagensi, izuzev za transfuziju | 404-1-110/24-44 | 306 | Reagensi za molekularnu dijagnostiku za aparate Gentier 96E, GeneRotex, TianLong | 83 | Whole Blood Genomic DNA Extraction Kit Magnetic Beads method | RGN241945 | pakovanje | 20 testova | TianLong, Kina | Whole Blood Genomic DNA Extraction Kit Magnetic Beads method | 9000 | 20% | Elta 90 MS d.o.o. | 105-7/24 | 08.10.2024 | 08.10.2025
Reagensi, izuzev za transfuziju | 404-1-110/24-44 | 306 | Reagensi za molekularnu dijagnostiku za aparate Gentier 96E, GeneRotex, TianLong | 84 | DBS (Dried Blood Spot) Magnetic Beads method | RGN241948 | pakovanje | 64 testa | TianLong, Kina | DBS (Dried Blood Spot) Magnetic Beads method | 28800 | 20% | Elta 90 MS d.o.o. | 105-7/24 | 08.10.2024 | 08.10.2025
Reagensi, izuzev za transfuziju | 404-1-110/24-44 | 306 | Reagensi za molekularnu dijagnostiku za aparate Gentier 96E, GeneRotex, TianLong | 85 | Genomic DNA Extraction Kit Magnetic Beads method | RGN241949 | pakovanje | 20 testova | TianLong, Kina | Genomic DNA Extraction Kit Magnetic Beads method | 9000 | 20% | Elta 90 MS d.o.o. | 105-7/24 | 08.10.2024 | 08.10.2025
Reagensi, izuzev za transfuziju | 404-1-110/24-44 | 306 | Reagensi za molekularnu dijagnostiku za aparate Gentier 96E, GeneRotex, TianLong | 86 | Genomic DNA Extraction Kit Magnetic Beads method | RGN241950 | pakovanje | 40 testova | TianLong, Kina | Genomic DNA Extraction Kit Magnetic Beads method | 18000 | 20% | Elta 90 MS d.o.o. | 105-7/24 | 08.10.2024 | 08.10.2025
Reagensi, izuzev za transfuziju | 404-1-110/24-44 | 306 | Reagensi za molekularnu dijagnostiku za aparate Gentier 96E, GeneRotex, TianLong | 87 | Genomic DNA Extraction Kit Magnetic Beads method | RGN241949 | pakovanje | 20 testova | TianLong, Kina | Genomic DNA Extraction Kit Magnetic Beads method | 9000 | 20% | Elta 90 MS d.o.o. | 105-7/24 | 08.10.2024 | 08.10.2025
Reagensi, izuzev za transfuziju | 404-1-110/24-44 | 306 | Reagensi za molekularnu dijagnostiku za aparate Gentier 96E, GeneRotex, TianLong | 88 | Free Circulating DNA Extraction Kit Magnetic Beads method | RGN241952 | pakovanje | 20 testova | TianLong, Kina | Free Circulating DNA Extraction Kit Magnetic Beads method | 24000 | 20% | Elta 90 MS d.o.o. | 105-7/24 | 08.10.2024 | 08.10.2025
Reagensi, izuzev za transfuziju | 404-1-110/24-44 | 306 | Reagensi za molekularnu dijagnostiku za aparate Gentier 96E, GeneRotex, TianLong | 89 | Stool DNA/RNA Extraction Kit Magnetic Beads method | RGN241953 | pakovanje | 20 testova | TianLong, Kina | Stool DNA/RNA Extraction Kit Magnetic Beads method | 12000 | 20% | Elta 90 MS d.o.o. | 105-7/24 | 08.10.2024 | 08.10.2025
Reagensi, izuzev za transfuziju | 404-1-110/24-44 | 306 | Reagensi za molekularnu dijagnostiku za aparate Gentier 96E, GeneRotex, TianLong | 90 | Stool DNA/RNA Extraction Kit Magnetic Beads method | RGN241954 | pakovanje | 64 testa | TianLong, Kina | Stool DNA/RNA Extraction Kit Magnetic Beads method | 38400 | 20% | Elta 90 MS d.o.o. | 105-7/24 | 08.10.2024 | 08.10.2025
Reagensi, izuzev za transfuziju | 404-1-110/24-44 | 306 | Reagensi za molekularnu dijagnostiku za aparate Gentier 96E, GeneRotex, TianLong | 91 | Stool DNA/RNA Extraction Kit Magnetic Beads method | RGN241953 | pakovanje | 20 testova | TianLong, Kina | Stool DNA/RNA Extraction Kit Magnetic Beads method | 12000 | 20% | Elta 90 MS d.o.o. | 105-7/24 | 08.10.2024 | 08.10.2025
Reagensi, izuzev za transfuziju | 404-1-110/24-44 | 306 | Reagensi za molekularnu dijagnostiku za aparate Gentier 96E, GeneRotex, TianLong | 92 | Buccal Swabs DNA Extraction Kit Magnetic Beads method | RGN241956 | pakovanje | 20 testova | TianLong, Kina | Buccal Swabs DNA Extraction Kit Magnetic Beads method | 9000 | 20% | Elta 90 MS d.o.o. | 105-7/24 | 08.10.2024 | 08.10.2025
Reagensi, izuzev za transfuziju | 404-1-110/24-44 | 306 | Reagensi za molekularnu dijagnostiku za aparate Gentier 96E, GeneRotex, TianLong | 93 | Buccal Swabs DNA Extraction Kit Magnetic Beads method | RGN241957 | pakovanje | 64 testa | TianLong, Kina | Buccal Swabs DNA Extraction Kit Magnetic Beads method | 28800 | 20% | Elta 90 MS d.o.o. | 105-7/24 | 08.10.2024 | 08.10.2025
Reagensi, izuzev za transfuziju | 404-1-110/24-44 | 306 | Reagensi za molekularnu dijagnostiku za aparate Gentier 96E, GeneRotex, TianLong | 94 | Amniotic Fluid DNA Extraction Kit Magnetic Beads method | RGN241958 | pakovanje | 20 testova | TianLong, Kina | Amniotic Fluid DNA Extraction Kit Magnetic Beads method | 9000 | 20% | Elta 90 MS d.o.o. | 105-7/24 | 08.10.2024 | 08.10.2025
Reagensi, izuzev za transfuziju | 404-1-110/24-44 | 306 | Reagensi za molekularnu dijagnostiku za aparate Gentier 96E, GeneRotex, TianLong | 95 | Whole Blood Genomic Extraction Kit | RGN241959 | pakovanje | 64 testa | TianLong, Kina | Whole Blood Genomic Extraction Kit | 38400 | 20% | Elta 90 MS d.o.o. | 105-7/24 | 08.10.2024 | 08.10.2025
Reagensi, izuzev za transfuziju | 404-1-110/24-44 | 307 | Reagensi i potrošni materijal za genetički analizator, MiSeq/NextSeq 550/iSeq100, MiniSeq Illumina | 1 | TruSight Hereditary Cancer – oligos | RGN241960 | pakovanje | 8 testova | Illumina, SAD | TruSight Hereditary Cancer – oligos, Illumina, SAD | 130000 | 20% | Elta 90 MS d.o.o. | 105-7/24 | 08.10.2024 | 08.10.2025
Reagensi, izuzev za transfuziju | 404-1-110/24-44 | 307 | Reagensi i potrošni materijal za genetički analizator, MiSeq/NextSeq 550/iSeq100, MiniSeq Illumina | 2 | TruSight™ Cancer Sequencing Panel | RGN231866 | pakovanje | 4 testova | Illumina, SAD | TruSight™ Cancer Sequencing Panel, Illumina, SAD | 119600 | 20% | Elta 90 MS d.o.o. | 105-7/24 | 08.10.2024 | 08.10.2025
Reagensi, izuzev za transfuziju | 404-1-110/24-44 | 307 | Reagensi i potrošni materijal za genetički analizator, MiSeq/NextSeq 550/iSeq100, MiniSeq Illumina | 3 | TruSight One Sequencing Combo (15 smpl) | RGN231867 | pakovanje | 15 testova | Illumina, SAD | TruSight One Sequencing Combo (15 smpl), Illumina, SAD | 2069600 | 20% | Elta 90 MS d.o.o. | 105-7/24 | 08.10.2024 | 08.10.2025
Reagensi, izuzev za transfuziju | 404-1-110/24-44 | 307 | Reagensi i potrošni materijal za genetički analizator, MiSeq/NextSeq 550/iSeq100, MiniSeq Illumina | 4 | TruSight One – Enrichment Oligos only (6 Enrichment Reactions) | RGN231868 | pakovanje | 6 testova | Illumina, SAD | TruSight One – Enrichment Oligos only (6 Enrichment Reactions), Illumina, SAD | 218400 | 20% | Elta 90 MS d.o.o. | 105-7/24 | 08.10.2024 | 08.10.2025
Reagensi, izuzev za transfuziju | 404-1-110/24-44 | 307 | Reagensi i potrošni materijal za genetički analizator, MiSeq/NextSeq 550/iSeq100, MiniSeq Illumina | 5 | Illumina® DNA Prep with Enrichment, (S) Tagmentation (16 Samples) | RGN241961 | pakovanje | 16 testova | Illumina, SAD | Illumina® DNA Prep with Enrichment, (S) Tagmentation (16 Samples), Illumina, SAD | 685360 | 20% | Elta 90 MS d.o.o. | 105-7/24 | 08.10.2024 | 08.10.2025
Reagensi, izuzev za transfuziju | 404-1-110/24-44 | 307 | Reagensi i potrošni materijal za genetički analizator, MiSeq/NextSeq 550/iSeq100, MiniSeq Illumina | 6 | Illumina® DNA Prep with Enrichment, (S) Tagmentation (96 Samples | RGN231869 | pakovanje | 96 testova | Illumina, SAD | Illumina® DNA Prep with Enrichment, (S) Tagmentation (96 Samples, Illumina, SAD | 1591200 | 20% | Elta 90 MS d.o.o. | 105-7/24 | 08.10.2024 | 08.10.2025
Reagensi, izuzev za transfuziju | 404-1-110/24-44 | 307 | Reagensi i potrošni materijal za genetički analizator, MiSeq/NextSeq 550/iSeq100, MiniSeq Illumina | 7 | IDT® for Illumina® DNA/RNA UD Indexes Set A, Tagmentation (96 Indexes, 96 Samples) | RGN231870 | pakovanje | 96 testova | Illumina, SAD | IDT® for Illumina® DNA/RNA UD Indexes Set A, Tagmentation (96 Indexes, 96 Samples), Illumina, SAD | 131040 | 20% | Elta 90 MS d.o.o. | 105-7/24 | 08.10.2024 | 08.10.2025
Reagensi, izuzev za transfuziju | 404-1-110/24-44 | 307 | Reagensi i potrošni materijal za genetički analizator, MiSeq/NextSeq 550/iSeq100, MiniSeq Illumina | 8 | IDT® for Illumina® DNA/RNA UD Indexes Set B, Tagmentation (96 Indexes, 96 Samples) | RGN231871 | pakovanje | 96 testova | Illumina, SAD | IDT® for Illumina® DNA/RNA UD Indexes Set B, Tagmentation (96 Indexes, 96 Samples), Illumina, SAD | 131040 | 20% | Elta 90 MS d.o.o. | 105-7/24 | 08.10.2024 | 08.10.2025
Reagensi, izuzev za transfuziju | 404-1-110/24-44 | 307 | Reagensi i potrošni materijal za genetički analizator, MiSeq/NextSeq 550/iSeq100, MiniSeq Illumina | 9 | IDT® for Illumina® DNA/RNA UD Indexes Set C, Tagmentation (96 Indexes, 96 Samples) | RGN231872 | pakovanje | 96 testova | Illumina, SAD | IDT® for Illumina® DNA/RNA UD Indexes Set C, Tagmentation (96 Indexes, 96 Samples), Illumina, SAD | 131040 | 20% | Elta 90 MS d.o.o. | 105-7/24 | 08.10.2024 | 08.10.2025
Reagensi, izuzev za transfuziju | 404-1-110/24-44 | 307 | Reagensi i potrošni materijal za genetički analizator, MiSeq/NextSeq 550/iSeq100, MiniSeq Illumina | 10 | IDT® for Illumina® DNA/RNA UD Indexes Set D, Tagmentation (96 Indexes, 96 Samples) | RGN231873 | pakovanje | 96 testova | Illumina, SAD | IDT® for Illumina® DNA/RNA UD Indexes Set D, Tagmentation (96 Indexes, 96 Samples), Illumina, SAD | 131040 | 20% | Elta 90 MS d.o.o. | 105-7/24 | 08.10.2024 | 08.10.2025
Reagensi, izuzev za transfuziju | 404-1-110/24-44 | 307 | Reagensi i potrošni materijal za genetički analizator, MiSeq/NextSeq 550/iSeq100, MiniSeq Illumina | 11 | AmpliSeq BRCA Panel | RGN231874 | pakovanje | 24 testa | Illumina, SAD | AmpliSeq BRCA Panel, Illumina, SAD | 239200 | 20% | Elta 90 MS d.o.o. | 105-7/24 | 08.10.2024 | 08.10.2025
Reagensi, izuzev za transfuziju | 404-1-110/24-44 | 307 | Reagensi i potrošni materijal za genetički analizator, MiSeq/NextSeq 550/iSeq100, MiniSeq Illumina | 12 | AmpliSeq CD Idx Set A-D (96 Idx, 96 Spl) | RGN231875 | pakovanje | 96 testova | Illumina, SAD | AmpliSeq CD Idx Set A-D (96 Idx, 96 Spl), Illumina, SAD | 131040 | 20% | Elta 90 MS d.o.o. | 105-7/24 | 08.10.2024 | 08.10.2025
Reagensi, izuzev za transfuziju | 404-1-110/24-44 | 307 | Reagensi i potrošni materijal za genetički analizator, MiSeq/NextSeq 550/iSeq100, MiniSeq Illumina | 13 | AmpliSeq CD Idx Set B (96 Idx, 96 Spl) | RGN231876 | pakovanje | 96 testova | Illumina, SAD | AmpliSeq CD Idx Set B (96 Idx, 96 Spl), Illumina, SAD | 131040 | 20% | Elta 90 MS d.o.o. | 105-7/24 | 08.10.2024 | 08.10.2025
Reagensi, izuzev za transfuziju | 404-1-110/24-44 | 307 | Reagensi i potrošni materijal za genetički analizator, MiSeq/NextSeq 550/iSeq100, MiniSeq Illumina | 14 | AmpliSeq CD Idx Set C (96 Idx, 96 Spl) | RGN231877 | pakovanje | 96 testova | Illumina, SAD | AmpliSeq CD Idx Set C (96 Idx, 96 Spl), Illumina, SAD | 131040 | 20% | Elta 90 MS d.o.o. | 105-7/24 | 08.10.2024 | 08.10.2025
Reagensi, izuzev za transfuziju | 404-1-110/24-44 | 307 | Reagensi i potrošni materijal za genetički analizator, MiSeq/NextSeq 550/iSeq100, MiniSeq Illumina | 15 | AmpliSeq CD Idx Set D (96 Idx, 96 Spl) | RGN231878 | pakovanje | 96 testova | Illumina, SAD | AmpliSeq CD Idx Set D (96 Idx, 96 Spl), Illumina, SAD | 131040 | 20% | Elta 90 MS d.o.o. | 105-7/24 | 08.10.2024 | 08.10.2025
Reagensi, izuzev za transfuziju | 404-1-110/24-44 | 307 | Reagensi i potrošni materijal za genetički analizator, MiSeq/NextSeq 550/iSeq100, MiniSeq Illumina | 16 | AmpliSeq CD Indexes Set A (96Idx, 96Spl) | RGN231879 | pakovanje | 96 testova | Illumina, SAD | AmpliSeq CD Indexes Set A (96Idx, 96Spl), Illumina, SAD | 131040 | 20% | Elta 90 MS d.o.o. | 105-7/24 | 08.10.2024 | 08.10.2025
Reagensi, izuzev za transfuziju | 404-1-110/24-44 | 307 | Reagensi i potrošni materijal za genetički analizator, MiSeq/NextSeq 550/iSeq100, MiniSeq Illumina | 17 | AmpliSeq Cancer HotSpot Panel v2 | RGN241962 | pakovanje | 24 testa | Illumina, SAD | AmpliSeq Cancer HotSpot Panel v2, Illumina, SAD | 135200 | 20% | Elta 90 MS d.o.o. | 105-7/24 | 08.10.2024 | 08.10.2025
Reagensi, izuzev za transfuziju | 404-1-110/24-44 | 307 | Reagensi i potrošni materijal za genetički analizator, MiSeq/NextSeq 550/iSeq100, MiniSeq Illumina | 18 | AmpliSeq Focus Panel | RGN241963 | pakovanje | 24 testa | Illumina, SAD | AmpliSeq Focus Panel, Illumina, SAD | 634400 | 20% | Elta 90 MS d.o.o. | 105-7/24 | 08.10.2024 | 08.10.2025
Reagensi, izuzev za transfuziju | 404-1-110/24-44 | 307 | Reagensi i potrošni materijal za genetički analizator, MiSeq/NextSeq 550/iSeq100, MiniSeq Illumina | 19 | AmpliSeq Library PLUS (24 Reactions) | RGN231880 | pakovanje | 24 testa | Illumina, SAD | AmpliSeq Library PLUS (24 Reactions), Illumina, SAD | 925600 | 20% | Elta 90 MS d.o.o. | 105-7/24 | 08.10.2024 | 08.10.2025
Reagensi, izuzev za transfuziju | 404-1-110/24-44 | 307 | Reagensi i potrošni materijal za genetički analizator, MiSeq/NextSeq 550/iSeq100, MiniSeq Illumina | 20 | AmpliSeq Library PLUS (96 Reactions) | RGN231881 | pakovanje | 96 testova | Illumina, SAD | AmpliSeq Library PLUS (96 Reactions), Illumina, SAD | 2069600 | 20% | Elta 90 MS d.o.o. | 105-7/24 | 08.10.2024 | 08.10.2025
Reagensi, izuzev za transfuziju | 404-1-110/24-44 | 307 | Reagensi i potrošni materijal za genetički analizator, MiSeq/NextSeq 550/iSeq100, MiniSeq Illumina | 21 | AmpliSeq™ UD Indexes for Illumina® (24 Indexes, 24 Samples) | RGN231882 | pakovanje | 24 testa | Illumina, SAD | AmpliSeq™ UD Indexes for Illumina® (24 Indexes, 24 Samples), Illumina, SAD | 34320 | 20% | Elta 90 MS d.o.o. | 105-7/24 | 08.10.2024 | 08.10.2025
Reagensi, izuzev za transfuziju | 404-1-110/24-44 | 307 | Reagensi i potrošni materijal za genetički analizator, MiSeq/NextSeq 550/iSeq100, MiniSeq Illumina | 22 | MiSeq® Reagent Kit v2 (300 cycle) | RGN241964 | komad | 1 | Illumina, SAD | MiSeq® Reagent Kit v2 (300 cycle), Illumina, SAD | 239200 | 20% | Elta 90 MS d.o.o. | 105-7/24 | 08.10.2024 | 08.10.2025
Reagensi, izuzev za transfuziju | 404-1-110/24-44 | 307 | Reagensi i potrošni materijal za genetički analizator, MiSeq/NextSeq 550/iSeq100, MiniSeq Illumina | 23 | MiSeq® Reagent Kit v2 (500 cycle) | RGN241965 | komad | 1 | Illumina, SAD | MiSeq® Reagent Kit v2 (500 cycle), Illumina, SAD | 280800 | 20% | Elta 90 MS d.o.o. | 105-7/24 | 08.10.2024 | 08.10.2025
Reagensi, izuzev za transfuziju | 404-1-110/24-44 | 307 | Reagensi i potrošni materijal za genetički analizator, MiSeq/NextSeq 550/iSeq100, MiniSeq Illumina | 24 | MiSeq® Reagent Kit v3 (150 cycle) | RGN241966 | komad | 1 | Illumina, SAD | MiSeq® Reagent Kit v3 (150 cycle), Illumina, SAD | 228800 | 20% | Elta 90 MS d.o.o. | 105-7/24 | 08.10.2024 | 08.10.2025
Reagensi, izuzev za transfuziju | 404-1-110/24-44 | 307 | Reagensi i potrošni materijal za genetički analizator, MiSeq/NextSeq 550/iSeq100, MiniSeq Illumina | 25 | MiSeq® Reagent Kit v3 (600 cycle) | RGN231883 | komad | 1 | Illumina, SAD | MiSeq® Reagent Kit v3 (600 cycle), Illumina, SAD | 353600 | 20% | Elta 90 MS d.o.o. | 105-7/24 | 08.10.2024 | 08.10.2025
Reagensi, izuzev za transfuziju | 404-1-110/24-44 | 307 | Reagensi i potrošni materijal za genetički analizator, MiSeq/NextSeq 550/iSeq100, MiniSeq Illumina | 26 | MiSeq® Reagent Micro Kit v2 (300 Cycles) | RGN231884 | komad | 1 | Illumina, SAD | MiSeq® Reagent Micro Kit v2 (300 Cycles), Illumina, SAD | 114400 | 20% | Elta 90 MS d.o.o. | 105-7/24 | 08.10.2024 | 08.10.2025
Reagensi, izuzev za transfuziju | 404-1-110/24-44 | 307 | Reagensi i potrošni materijal za genetički analizator, MiSeq/NextSeq 550/iSeq100, MiniSeq Illumina | 27 | MiSeq® Reagent Nano Kit v2 (300 Cycles) | RGN241967 | komad | 1 | Illumina, SAD | MiSeq® Reagent Nano Kit v2 (300 Cycles), Illumina, SAD | 72800 | 20% | Elta 90 MS d.o.o. | 105-7/24 | 08.10.2024 | 08.10.2025
Reagensi, izuzev za transfuziju | 404-1-110/24-44 | 307 | Reagensi i potrošni materijal za genetički analizator, MiSeq/NextSeq 550/iSeq100, MiniSeq Illumina | 28 | MiSeq® Reagent Nano Kit v2 (500 Cycles) | RGN241968 | komad | 1 | Illumina, SAD | MiSeq® Reagent Nano Kit v2 (500 Cycles), Illumina, SAD | 78000 | 20% | Elta 90 MS d.o.o. | 105-7/24 | 08.10.2024 | 08.10.2025
Reagensi, izuzev za transfuziju | 404-1-110/24-44 | 307 | Reagensi i potrošni materijal za genetički analizator, MiSeq/NextSeq 550/iSeq100, MiniSeq Illumina | 29 | NextSeq 550Dx HO Rgt Kit v2.5 (300 cyc) | RGN241969 | komad | 1 | Illumina, SAD | NextSeq 550Dx HO Rgt Kit v2.5 (300 cyc), Illumina, SAD | 1248000 | 20% | Elta 90 MS d.o.o. | 105-7/24 | 08.10.2024 | 08.10.2025
Reagensi, izuzev za transfuziju | 404-1-110/24-44 | 307 | Reagensi i potrošni materijal za genetički analizator, MiSeq/NextSeq 550/iSeq100, MiniSeq Illumina | 30 | NextSeq 550Dx HO Rgt Kit v2.5 (75 cyc) | RGN241970 | komad | 1 | Illumina, SAD | NextSeq 550Dx HO Rgt Kit v2.5 (75 cyc), Illumina, SAD | 436800 | 20% | Elta 90 MS d.o.o. | 105-7/24 | 08.10.2024 | 08.10.2025
Reagensi, izuzev za transfuziju | 404-1-110/24-44 | 307 | Reagensi i potrošni materijal za genetički analizator, MiSeq/NextSeq 550/iSeq100, MiniSeq Illumina | 31 | NextSeq 500/550 High Output Kit v2.5 (75 Cycles) | RGN241971 | komad | 1 | Illumina, SAD | NextSeq 500/550 High Output Kit v2.5 (75 Cycles), Illumina, SAD | 353600 | 20% | Elta 90 MS d.o.o. | 105-7/24 | 08.10.2024 | 08.10.2025
Reagensi, izuzev za transfuziju | 404-1-110/24-44 | 307 | Reagensi i potrošni materijal za genetički analizator, MiSeq/NextSeq 550/iSeq100, MiniSeq Illumina | 32 | NextSeq 500/550 High Output Kit v2.5 (150 Cycles) | RGN241972 | komad | 1 | Illumina, SAD | NextSeq 500/550 High Output Kit v2.5 (150 Cycles), Illumina, SAD | 634400 | 20% | Elta 90 MS d.o.o. | 105-7/24 | 08.10.2024 | 08.10.2025
Reagensi, izuzev za transfuziju | 404-1-110/24-44 | 307 | Reagensi i potrošni materijal za genetički analizator, MiSeq/NextSeq 550/iSeq100, MiniSeq Illumina | 33 | NextSeq 500/550 High Output Kit v2.5 (300 Cycles) | RGN241973 | komad | 1 | Illumina, SAD | NextSeq 500/550 High Output Kit v2.5 (300 Cycles), Illumina, SAD | 1159600 | 20% | Elta 90 MS d.o.o. | 105-7/24 | 08.10.2024 | 08.10.2025
Reagensi, izuzev za transfuziju | 404-1-110/24-44 | 307 | Reagensi i potrošni materijal za genetički analizator, MiSeq/NextSeq 550/iSeq100, MiniSeq Illumina | 34 | NextSeq 500/550 Mid Output Kit v2.5 (150 Cycles) | RGN241974 | komad | 1 | Illumina, SAD | NextSeq 500/550 Mid Output Kit v2.5 (150 Cycles), Illumina, SAD | 280800 | 20% | Elta 90 MS d.o.o. | 105-7/24 | 08.10.2024 | 08.10.2025
Reagensi, izuzev za transfuziju | 404-1-110/24-44 | 307 | Reagensi i potrošni materijal za genetički analizator, MiSeq/NextSeq 550/iSeq100, MiniSeq Illumina | 35 | NextSeq 500/550 Mid Output Kit v2.5 (300 Cycles) | RGN231885 | komad | 1 | Illumina, SAD | NextSeq 500/550 Mid Output Kit v2.5 (300 Cycles), Illumina, SAD | 426400 | 20% | Elta 90 MS d.o.o. | 105-7/24 | 08.10.2024 | 08.10.2025
Reagensi, izuzev za transfuziju | 404-1-110/24-44 | 307 | Reagensi i potrošni materijal za genetički analizator, MiSeq/NextSeq 550/iSeq100, MiniSeq Illumina | 36 | PhiX Control v3 | RGN231886 | komad | 1 | Illumina, SAD | PhiX Control v3, Illumina, SAD | 52000 | 20% | Elta 90 MS d.o.o. | 105-7/24 | 08.10.2024 | 08.10.2025
Reagensi, izuzev za transfuziju | 404-1-110/24-44 | 307 | Reagensi i potrošni materijal za genetički analizator, MiSeq/NextSeq 550/iSeq100, MiniSeq Illumina | 37 | TruSight Oncology 500 DNA/RNA Kit for Use with NextSeq plus Pierian interpretation report (16 indexes, 24 Samples) | RGN231887 | komad | 24 testa | Illumina, SAD | TruSight Oncology 500 DNA/RNA Kit for Use with NextSeq plus Pierian interpretation report (16 indexes, 24 Samples), Illumina, SAD | 4992000 | 20% | Elta 90 MS d.o.o. | 105-7/24 | 08.10.2024 | 08.10.2025
Reagensi, izuzev za transfuziju | 404-1-110/24-44 | 307 | Reagensi i potrošni materijal za genetički analizator, MiSeq/NextSeq 550/iSeq100, MiniSeq Illumina | 38 | Illumina® DNA Prep with Exome 2.0 Plus Enrichment, (S) Tagmentation Set B (96 samples, 12-plex) | RGN241975 | pakovanje | 96 testova | Illumina, SAD | Illumina® DNA Prep with Exome 2.0 Plus Enrichment, (S) Tagmentation Set B (96 samples, 12-plex), Illumina, SAD | 1560000 | 20% | Elta 90 MS d.o.o. | 105-7/24 | 08.10.2024 | 08.10.2025
Reagensi, izuzev za transfuziju | 404-1-110/24-44 | 307 | Reagensi i potrošni materijal za genetički analizator, MiSeq/NextSeq 550/iSeq100, MiniSeq Illumina | 39 | Flex Lysis Reagent Kit (96 reactions) | RGN241976 | pakovanje | 96 testova | Illumina, SAD | Flex Lysis Reagent Kit (96 reactions)., Illumina, SAD | 67600 | 20% | Elta 90 MS d.o.o. | 105-7/24 | 08.10.2024 | 08.10.2025
Reagensi, izuzev za transfuziju | 404-1-110/24-44 | 307 | Reagensi i potrošni materijal za genetički analizator, MiSeq/NextSeq 550/iSeq100, MiniSeq Illumina | 40 | iSeq 100 i1 Reagent v2 (300-cycle) | RGN231888 | komad | 1 | Illumina, SAD | iSeq 100 i1 Reagent v2 (300-cycle),, Illumina, SAD | 124800 | 20% | Elta 90 MS d.o.o. | 105-7/24 | 08.10.2024 | 08.10.2025
Reagensi, izuzev za transfuziju | 404-1-110/24-44 | 307 | Reagensi i potrošni materijal za genetički analizator, MiSeq/NextSeq 550/iSeq100, MiniSeq Illumina | 41 | iSeq 100 i1 Reagent v2 (300-cycle) 4 pack | RGN231889 | komad | 4 | Illumina, SAD | iSeq 100 i1 Reagent v2 (300-cycle) 4 pack, Illumina, SAD | 457600 | 20% | Elta 90 MS d.o.o. | 105-7/24 | 08.10.2024 | 08.10.2025
Reagensi, izuzev za transfuziju | 404-1-110/24-44 | 307 | Reagensi i potrošni materijal za genetički analizator, MiSeq/NextSeq 550/iSeq100, MiniSeq Illumina | 42 | iSeq 100 i1 Reagent v2 (300-cycle) 8 pack | RGN231890 | komad | 8 | Illumina, SAD | iSeq 100 i1 Reagent v2 (300-cycle) 8 pack, Illumina, SAD | 915200 | 20% | Elta 90 MS d.o.o. | 105-7/24 | 08.10.2024 | 08.10.2025
Reagensi, izuzev za transfuziju | 404-1-110/24-44 | 307 | Reagensi i potrošni materijal za genetički analizator, MiSeq/NextSeq 550/iSeq100, MiniSeq Illumina | 43 | Ampliseq™ cDNA Synthesis for Illumina® | RGN231891 | komad | 100 testova | Illumina, SAD | Ampliseq™ cDNA Synthesis for Illumina®, Illumina, SAD | 114400 | 20% | Elta 90 MS d.o.o. | 105-7/24 | 08.10.2024 | 08.10.2025
Reagensi, izuzev za transfuziju | 404-1-110/24-44 | 307 | Reagensi i potrošni materijal za genetički analizator, MiSeq/NextSeq 550/iSeq100, MiniSeq Illumina | 44 | Illumina® cfDNA Prep, Ligation (16 Samples) | RGN241977 | pakovanje | 16 testova | Illumina, SAD | Illumina® cfDNA Prep, Ligation (16 Samples), Illumina, SAD | 228800 | 20% | Elta 90 MS d.o.o. | 105-7/24 | 08.10.2024 | 08.10.2025
Reagensi, izuzev za transfuziju | 404-1-110/24-44 | 307 | Reagensi i potrošni materijal za genetički analizator, MiSeq/NextSeq 550/iSeq100, MiniSeq Illumina | 45 | Illumina® cfDNA Enrichment (16 Reactions) | RGN241978 | pakovanje | 16 testova | Illumina, SAD | Illumina® cfDNA Enrichment (16 Reactions), Illumina, SAD | 780000 | 20% | Elta 90 MS d.o.o. | 105-7/24 | 08.10.2024 | 08.10.2025
Reagensi, izuzev za transfuziju | 404-1-110/24-44 | 307 | Reagensi i potrošni materijal za genetički analizator, MiSeq/NextSeq 550/iSeq100, MiniSeq Illumina | 46 | IDT® for Illumina® UMI DNA/RNA UD Indexes Set A, Ligation (96 Indexes, 96 Samples) | RGN241979 | pakovanje | 96 testova | Illumina, SAD | IDT® for Illumina® UMI DNA/RNA UD Indexes Set A, Ligation (96 Indexes, 96 Samples), Illumina, SAD | 239200 | 20% | Elta 90 MS d.o.o. | 105-7/24 | 08.10.2024 | 08.10.2025
Reagensi, izuzev za transfuziju | 404-1-110/24-44 | 307 | Reagensi i potrošni materijal za genetički analizator, MiSeq/NextSeq 550/iSeq100, MiniSeq Illumina | 47 | MiniSeq High Output Reagent Kit (75-cycles) | RGN241980 | komad | 1 | Illumina, SAD | MiniSeq High Output Reagent Kit (75-cycles), Illumina, SAD | 218400 | 20% | Elta 90 MS d.o.o. | 105-7/24 | 08.10.2024 | 08.10.2025
Reagensi, izuzev za transfuziju | 404-1-110/24-44 | 307 | Reagensi i potrošni materijal za genetički analizator, MiSeq/NextSeq 550/iSeq100, MiniSeq Illumina | 48 | MiniSeq High Output Reagent Kit (150-cycles) | RGN241981 | komad | 1 | Illumina, SAD | MiniSeq High Output Reagent Kit (150-cycles), Illumina, SAD | 249600 | 20% | Elta 90 MS d.o.o. | 105-7/24 | 08.10.2024 | 08.10.2025
Reagensi, izuzev za transfuziju | 404-1-110/24-44 | 307 | Reagensi i potrošni materijal za genetički analizator, MiSeq/NextSeq 550/iSeq100, MiniSeq Illumina | 49 | MiniSeq High Output Reagent Kit (300-cycles) | RGN241982 | komad | 1 | Illumina, SAD | MiniSeq High Output Reagent Kit (300-cycles), Illumina, SAD | 343200 | 20% | Elta 90 MS d.o.o. | 105-7/24 | 08.10.2024 | 08.10.2025
Reagensi, izuzev za transfuziju | 404-1-110/24-44 | 307 | Reagensi i potrošni materijal za genetički analizator, MiSeq/NextSeq 550/iSeq100, MiniSeq Illumina | 50 | MiniSeq Mid Output Kit (300-cycles) | RGN241983 | komad | 1 | Illumina, SAD | MiniSeq Mid Output Kit (300-cycles), Illumina, SAD | 145600 | 20% | Elta 90 MS d.o.o. | 105-7/24 | 08.10.2024 | 08.10.2025
Reagensi, izuzev za transfuziju | 404-1-110/24-44 | 307 | Reagensi i potrošni materijal za genetički analizator, MiSeq/NextSeq 550/iSeq100, MiniSeq Illumina | 51 | DeepChek® Assay PROTEASE / REVERSE TRANSCRIPTASE Genotyping and Drug Resistance | RGN231892 | komad | 24 testa | ABL, Luksemburg | DeepChek® Assay PROTEASE / REVERSE TRANSCRIPTASE Genotyping and Drug Resistance, ABL, Luksemburg | 333008 | 20% | Elta 90 MS d.o.o. | 105-7/24 | 08.10.2024 | 08.10.2025
Reagensi, izuzev za transfuziju | 404-1-110/24-44 | 307 | Reagensi i potrošni materijal za genetički analizator, MiSeq/NextSeq 550/iSeq100, MiniSeq Illumina | 52 | DeepChek® Assay INTEGRASE Genotyping and Drug Resistance | RGN231893 | komad | 24 testa | ABL, Luksemburg | DeepChek® Assay INTEGRASE Genotyping and Drug Resistance | 249600 | 20% | Elta 90 MS d.o.o. | 105-7/24 | 08.10.2024 | 08.10.2025
Reagensi, izuzev za transfuziju | 404-1-110/24-44 | 307 | Reagensi i potrošni materijal za genetički analizator, MiSeq/NextSeq 550/iSeq100, MiniSeq Illumina | 53 | DeepChek® Assay PROTEASE / REVERSE TRANSCRIPTASE Genotyping and Drug Resistance V2.1 | RGN231894 | komad | 24 testa | ABL, Luksemburg | DeepChek® Assay PROTEASE / REVERSE TRANSCRIPTASE Genotyping and Drug Resistance V2.1, ABL, Luksemburg | 333008 | 20% | Elta 90 MS d.o.o. | 105-7/24 | 08.10.2024 | 08.10.2025
Reagensi, izuzev za transfuziju | 404-1-110/24-44 | 307 | Reagensi i potrošni materijal za genetički analizator, MiSeq/NextSeq 550/iSeq100, MiniSeq Illumina | 54 | DeepChek® Assay INTEGRASE Genotyping and Drug Resistance V3.1 | RGN231896 | komad | 24 testa | ABL, Luksemburg | DeepChek® Assay INTEGRASE Genotyping and Drug Resistance V3.1 , ABL, Luksemburg | 223600 | 20% | Elta 90 MS d.o.o. | 105-7/24 | 08.10.2024 | 08.10.2025
Reagensi, izuzev za transfuziju | 404-1-110/24-44 | 307 | Reagensi i potrošni materijal za genetički analizator, MiSeq/NextSeq 550/iSeq100, MiniSeq Illumina | 55 | DeepChek® Assay V3 LOOP / TROPISM V1 | RGN241984 | pakovanje | 24 testa | ABL, Luksemburg | DeepChek® Assay V3 LOOP / TROPISM V1, ABL, Luksemburg | 301600 | 20% | Elta 90 MS d.o.o. | 105-7/24 | 08.10.2024 | 08.10.2025
Reagensi, izuzev za transfuziju | 404-1-110/24-44 | 307 | Reagensi i potrošni materijal za genetički analizator, MiSeq/NextSeq 550/iSeq100, MiniSeq Illumina | 56 | DeepChek® Assay Whole Genome HIV-1 Genotyping V1.x (24 tests) | RGN231898 | komad | 24 testa | ABL, Luksemburg | DeepChek® Assay Whole Genome HIV-1 Genotyping V1.x (24 tests), ABL, Luksemburg | 582400 | 20% | Elta 90 MS d.o.o. | 105-7/24 | 08.10.2024 | 08.10.2025
Reagensi, izuzev za transfuziju | 404-1-110/24-44 | 307 | Reagensi i potrošni materijal za genetički analizator, MiSeq/NextSeq 550/iSeq100, MiniSeq Illumina | 57 | DeepChek® Assay Whole Genome HIV-1 Genotyping V2.x (24 tests) | RGN241985 | pakovanje | 24 testa | ABL, Luksemburg | DeepChek® Assay Whole Genome HIV-1 Genotyping V2.x (24 tests),, ABL, Luksemburg | 582400 | 20% | Elta 90 MS d.o.o. | 105-7/24 | 08.10.2024 | 08.10.2025
Reagensi, izuzev za transfuziju | 404-1-110/24-44 | 307 | Reagensi i potrošni materijal za genetički analizator, MiSeq/NextSeq 550/iSeq100, MiniSeq Illumina | 58 | DeepChek® Assay NS5B / 5’UTR Genotyping V2.1 | RGN241986 | pakovanje | 24 testa | ABL, Luksemburg | DeepChek® Assay NS5B / 5’UTR Genotyping V2.1,, ABL, Luksemburg | 301600 | 20% | Elta 90 MS d.o.o. | 105-7/24 | 08.10.2024 | 08.10.2025
Reagensi, izuzev za transfuziju | 404-1-110/24-44 | 307 | Reagensi i potrošni materijal za genetički analizator, MiSeq/NextSeq 550/iSeq100, MiniSeq Illumina | 59 | DeepChek® Assay NS5B / 5’UTR Genotyping V3 | RGN241987 | pakovanje | 24 testa | ABL, Luksemburg | DeepChek® Assay NS5B / 5’UTR Genotyping V3, ABL, Luksemburg | 301600 | 20% | Elta 90 MS d.o.o. | 105-7/24 | 08.10.2024 | 08.10.2025
Reagensi, izuzev za transfuziju | 404-1-110/24-44 | 307 | Reagensi i potrošni materijal za genetički analizator, MiSeq/NextSeq 550/iSeq100, MiniSeq Illumina | 60 | DeepChek® Assay HCV-CORE Genotyping V1.1 | RGN231899 | komad | 24 testa | ABL, Luksemburg | DeepChek® Assay HCV-CORE Genotyping V1.1, ABL, Luksemburg | 301600 | 20% | Elta 90 MS d.o.o. | 105-7/24 | 08.10.2024 | 08.10.2025
Reagensi, izuzev za transfuziju | 404-1-110/24-44 | 307 | Reagensi i potrošni materijal za genetički analizator, MiSeq/NextSeq 550/iSeq100, MiniSeq Illumina | 61 | DeepChek® Assay NS5A Genotyping and Drug Resistance V1.1 | RGN241988 | pakovanje | 24 testa | ABL, Luksemburg | DeepChek® Assay NS5A Genotyping and Drug Resistance V1.1, ABL, Luksemburg | 301600 | 20% | Elta 90 MS d.o.o. | 105-7/24 | 08.10.2024 | 08.10.2025
Reagensi, izuzev za transfuziju | 404-1-110/24-44 | 307 | Reagensi i potrošni materijal za genetički analizator, MiSeq/NextSeq 550/iSeq100, MiniSeq Illumina | 62 | DeepChek® Assay NS5A (GT2) Drug Resistance V1 | RGN241989 | pakovanje | 24 testa | ABL, Luksemburg | DeepChek® Assay NS5A (GT2) Drug Resistance V1, ABL, Luksemburg | 301600 | 20% | Elta 90 MS d.o.o. | 105-7/24 | 08.10.2024 | 08.10.2025
Reagensi, izuzev za transfuziju | 404-1-110/24-44 | 307 | Reagensi i potrošni materijal za genetički analizator, MiSeq/NextSeq 550/iSeq100, MiniSeq Illumina | 63 | DeepChek® Assay NS3 Genotyping and Drug Resistance V1.1 | RGN231900 | komad | 24 testa | ABL, Luksemburg | DeepChek® Assay NS3 Genotyping and Drug Resistance V1.1, ABL, Luksemburg | 301600 | 20% | Elta 90 MS d.o.o. | 105-7/24 | 08.10.2024 | 08.10.2025
Reagensi, izuzev za transfuziju | 404-1-110/24-44 | 307 | Reagensi i potrošni materijal za genetički analizator, MiSeq/NextSeq 550/iSeq100, MiniSeq Illumina | 64 | DeepChek® Assay NS5B Genotyping and Drug Resistance V4.1 | RGN231901 | komad | 24 testa | ABL, Luksemburg | DeepChek® Assay NS5B Genotyping and Drug Resistance V4.1, ABL, Luksemburg | 301600 | 20% | Elta 90 MS d.o.o. | 105-7/24 | 08.10.2024 | 08.10.2025
Reagensi, izuzev za transfuziju | 404-1-110/24-44 | 307 | Reagensi i potrošni materijal za genetički analizator, MiSeq/NextSeq 550/iSeq100, MiniSeq Illumina | 65 | DeepChek® Assay RT Genotyping and Drug Resistance V1 | RGN231902 | komad | 24 testa | ABL, Luksemburg | DeepChek® Assay RT Genotyping and Drug Resistance V1, ABL, Luksemburg | 301600 | 20% | Elta 90 MS d.o.o. | 105-7/24 | 08.10.2024 | 08.10.2025
Reagensi, izuzev za transfuziju | 404-1-110/24-44 | 307 | Reagensi i potrošni materijal za genetički analizator, MiSeq/NextSeq 550/iSeq100, MiniSeq Illumina | 66 | DeepChek® Assay Whole Genome HBV Genotyping (24 tests) (RUO) | RGN231903 | komad | 24 testa | ABL, Luksemburg | DeepChek® Assay Whole Genome HBV Genotyping (24 tests) (RUO), ABL, Luksemburg | 405600 | 20% | Elta 90 MS d.o.o. | 105-7/24 | 08.10.2024 | 08.10.2025
Reagensi, izuzev za transfuziju | 404-1-110/24-44 | 307 | Reagensi i potrošni materijal za genetički analizator, MiSeq/NextSeq 550/iSeq100, MiniSeq Illumina | 67 | DeepChek® Assay UL54 / UL97 Drug Resistance V1 | RGN241990 | pakovanje | 24 testa | ABL, Luksemburg | DeepChek® Assay UL54 / UL97 Drug Resistance V1, ABL, Luksemburg | 343200 | 20% | Elta 90 MS d.o.o. | 105-7/24 | 08.10.2024 | 08.10.2025
Reagensi, izuzev za transfuziju | 404-1-110/24-44 | 307 | Reagensi i potrošni materijal za genetički analizator, MiSeq/NextSeq 550/iSeq100, MiniSeq Illumina | 68 | DeepChek® Assay TK / POL Drug Resistance V1 | RGN241991 | pakovanje | 24 testa | ABL, Luksemburg | DeepChek® Assay TK / POL Drug Resistance V1, ABL, Luksemburg | 343200 | 20% | Elta 90 MS d.o.o. | 105-7/24 | 08.10.2024 | 08.10.2025
Reagensi, izuzev za transfuziju | 404-1-110/24-44 | 307 | Reagensi i potrošni materijal za genetički analizator, MiSeq/NextSeq 550/iSeq100, MiniSeq Illumina | 69 | DeepChek® Assay HPV Genotyping V1 | RGN231904 | komad | 24 testa | ABL, Luksemburg | DeepChek® Assay HPV Genotyping V1, ABL, Luksemburg | 135200 | 20% | Elta 90 MS d.o.o. | 105-7/24 | 08.10.2024 | 08.10.2025
Reagensi, izuzev za transfuziju | 404-1-110/24-44 | 307 | Reagensi i potrošni materijal za genetički analizator, MiSeq/NextSeq 550/iSeq100, MiniSeq Illumina | 70 | DeepChek® NGS LIBRARY PREPARATION V1 | RGN231905 | komad | 24 testa | ABL, Luksemburg | DeepChek® NGS LIBRARY PREPARATION V1, ABL, Luksemburg | 166400 | 20% | Elta 90 MS d.o.o. | 105-7/24 | 08.10.2024 | 08.10.2025
Reagensi, izuzev za transfuziju | 404-1-110/24-44 | 307 | Reagensi i potrošni materijal za genetički analizator, MiSeq/NextSeq 550/iSeq100, MiniSeq Illumina | 71 | DeepChek® NGS LIBRARY PREPARATION V2 | RGN241992 | pakovanje | 24 testa | ABL, Luksemburg | DeepChek® NGS LIBRARY PREPARATION V2, ABL, Luksemburg | 166400 | 20% | Elta 90 MS d.o.o. | 105-7/24 | 08.10.2024 | 08.10.2025
Reagensi, izuzev za transfuziju | 404-1-110/24-44 | 307 | Reagensi i potrošni materijal za genetički analizator, MiSeq/NextSeq 550/iSeq100, MiniSeq Illumina | 72 | DeepChek® ADAPTERS (1-24) | RGN241993 | pakovanje | 24 testa | ABL, Luksemburg | DeepChek® ADAPTERS (1-24), ABL, Luksemburg | 10608 | 20% | Elta 90 MS d.o.o. | 105-7/24 | 08.10.2024 | 08.10.2025
Reagensi, izuzev za transfuziju | 404-1-110/24-44 | 307 | Reagensi i potrošni materijal za genetički analizator, MiSeq/NextSeq 550/iSeq100, MiniSeq Illumina | 73 | DeepChek® ADAPTERS (1-96) V1 | RGN231908 | komad | 96 testova | ABL, Luksemburg | DeepChek® ADAPTERS (1-96) V1, ABL, Luksemburg | 52000 | 20% | Elta 90 MS d.o.o. | 105-7/24 | 08.10.2024 | 08.10.2025
Reagensi, izuzev za transfuziju | 404-1-110/24-44 | 307 | Reagensi i potrošni materijal za genetički analizator, MiSeq/NextSeq 550/iSeq100, MiniSeq Illumina | 74 | DeepChek® HIV Software (CE-IVD) | RGN231909 | komad | 1 | ABL, Luksemburg | DeepChek® Software (CE-IVD) , ABL, Luksemburg | 1221272 | 20% | Elta 90 MS d.o.o. | 105-7/24 | 08.10.2024 | 08.10.2025
Reagensi, izuzev za transfuziju | 404-1-110/24-44 | 307 | Reagensi i potrošni materijal za genetički analizator, MiSeq/NextSeq 550/iSeq100, MiniSeq Illumina | 75 | DeepChek® Assay 16S rRNA BACTERIAL IDENTIFICATION V1 | RGN231910 | komad | 24 testa | ABL, Luksemburg | DeepChek® Assay 16S rRNA BACTERIAL IDENTIFICATION V1, ABL, Luksemburg | 301600 | 20% | Elta 90 MS d.o.o. | 105-7/24 | 08.10.2024 | 08.10.2025
Reagensi, izuzev za transfuziju | 404-1-110/24-44 | 307 | Reagensi i potrošni materijal za genetički analizator, MiSeq/NextSeq 550/iSeq100, MiniSeq Illumina | 76 | DeepChek NGS Clean-up beads (5ml) | RGN241994 | komad | 1 | ABL, Luksemburg | DeepChek NGS Clean-up beads (5ml), ABL, Luksemburg | 72800 | 20% | Elta 90 MS d.o.o. | 105-7/24 | 08.10.2024 | 08.10.2025
Reagensi, izuzev za transfuziju | 404-1-110/24-44 | 307 | Reagensi i potrošni materijal za genetički analizator, MiSeq/NextSeq 550/iSeq100, MiniSeq Illumina | 77 | Devyser BRCA RUO - 24 test | RGN241995 | pakovanje | 24 testa | Devyser, Švedska | Devyser BRCA RUO - 24 test, Devyser, Švedska | 561600 | 20% | Elta 90 MS d.o.o. | 105-7/24 | 08.10.2024 | 08.10.2025
Reagensi, izuzev za transfuziju | 404-1-110/24-44 | 307 | Reagensi i potrošni materijal za genetički analizator, MiSeq/NextSeq 550/iSeq100, MiniSeq Illumina | 78 | Devyser BRCA RUO - 96 test | RGN241996 | pakovanje | 96 testova | Devyser, Švedska | Devyser BRCA RUO - 96 test, Devyser, Švedska | 2246400 | 20% | Elta 90 MS d.o.o. | 105-7/24 | 08.10.2024 | 08.10.2025
Reagensi, izuzev za transfuziju | 404-1-110/24-44 | 307 | Reagensi i potrošni materijal za genetički analizator, MiSeq/NextSeq 550/iSeq100, MiniSeq Illumina | 79 | Devyser CFTR RUO - 24 test | RGN241997 | pakovanje | 24 testa | Devyser, Švedska | Devyser CFTR RUO - 24 test, Devyser, Švedska | 374400 | 20% | Elta 90 MS d.o.o. | 105-7/24 | 08.10.2024 | 08.10.2025
Reagensi, izuzev za transfuziju | 404-1-110/24-44 | 307 | Reagensi i potrošni materijal za genetički analizator, MiSeq/NextSeq 550/iSeq100, MiniSeq Illumina | 80 | Devyser Thalassemia - 24 test | RGN241998 | pakovanje | 24 testa | Devyser, Švedska | Devyser Thalassemia - 24 test, Devyser, Švedska | 530400 | 20% | Elta 90 MS d.o.o. | 105-7/24 | 08.10.2024 | 08.10.2025
Reagensi, izuzev za transfuziju | 404-1-110/24-44 | 307 | Reagensi i potrošni materijal za genetički analizator, MiSeq/NextSeq 550/iSeq100, MiniSeq Illumina | 81 | Devyser FH v2 - 24 test | RGN241999 | pakovanje | 24 testa | Devyser, Švedska | Devyser FH v2 - 24 test, Devyser, Švedska | 488800 | 20% | Elta 90 MS d.o.o. | 105-7/24 | 08.10.2024 | 08.10.2025
Reagensi, izuzev za transfuziju | 404-1-110/24-44 | 307 | Reagensi i potrošni materijal za genetički analizator, MiSeq/NextSeq 550/iSeq100, MiniSeq Illumina | 82 | Devyser HBOC, for lllumina - 24 test | RGN242000 | pakovanje | 24 testa | Devyser, Švedska | Devyser HBOC - 24 test, Devyser, Švedska | 925600 | 20% | Elta 90 MS d.o.o. | 105-7/24 | 08.10.2024 | 08.10.2025
Reagensi, izuzev za transfuziju | 404-1-110/24-44 | 307 | Reagensi i potrošni materijal za genetički analizator, MiSeq/NextSeq 550/iSeq100, MiniSeq Illumina | 83 | Devyser Index Plate A RUO | RGN242001 | komad | 1 | Devyser, Švedska | Devyser Index Plate A RUO, Devyser, Švedska | 16640 | 20% | Elta 90 MS d.o.o. | 105-7/24 | 08.10.2024 | 08.10.2025
Reagensi, izuzev za transfuziju | 404-1-110/24-44 | 307 | Reagensi i potrošni materijal za genetički analizator, MiSeq/NextSeq 550/iSeq100, MiniSeq Illumina | 84 | Devyser Library Clean | RGN242002 | komad | 1 | Devyser, Švedska | Devyser Library Clean, Devyser, Švedska | 14560 | 20% | Elta 90 MS d.o.o. | 105-7/24 | 08.10.2024 | 08.10.2025
Reagensi, izuzev za transfuziju | 404-1-110/24-44 | 307 | Reagensi i potrošni materijal za genetički analizator, MiSeq/NextSeq 550/iSeq100, MiniSeq Illumina | 85 | Devyser LynchFAP - 8 test | RGN242003 | pakovanje | 8 testova | Devyser, Švedska | Devyser LynchFAP - 8 tes, Devyser, Švedska | 353600 | 20% | Elta 90 MS d.o.o. | 105-7/24 | 08.10.2024 | 08.10.2025
Reagensi, izuzev za transfuziju | 404-1-110/24-44 | 307 | Reagensi i potrošni materijal za genetički analizator, MiSeq/NextSeq 550/iSeq100, MiniSeq Illumina | 86 | Devyser RHD | RGN242004 | pakovanje | 25 testova | Devyser, Švedska | Devyser RHD, Devyser, Švedska | 104000 | 20% | Elta 90 MS d.o.o. | 105-7/24 | 08.10.2024 | 08.10.2025
Reagensi, izuzev za transfuziju | 404-1-110/24-44 | 307 | Reagensi i potrošni materijal za genetički analizator, MiSeq/NextSeq 550/iSeq100, MiniSeq Illumina | 87 | Devyser BRCA PALB2 - 24 test | RGN242005 | pakovanje | 24 testa | Devyser, Švedska | Devyser BRCA PALB2 - 24 test, Devyser, Švedska | 769600 | 20% | Elta 90 MS d.o.o. | 105-7/24 | 08.10.2024 | 08.10.2025
Reagensi, izuzev za transfuziju | 404-1-110/24-44 | 307 | Reagensi i potrošni materijal za genetički analizator, MiSeq/NextSeq 550/iSeq100, MiniSeq Illumina | 88 | AMPure XP Reagent, 5 mL | RGN242006 | komad | 1 | Beckman Coulter, SAD | AMPure XP Reagent, 5 mL, Beckman Coulter, SAD | 57200 | 20% | Elta 90 MS d.o.o. | 105-7/24 | 08.10.2024 | 08.10.2025
Reagensi, izuzev za transfuziju | 404-1-110/24-44 | 307 | Reagensi i potrošni materijal za genetički analizator, MiSeq/NextSeq 550/iSeq100, MiniSeq Illumina | 89 | AMPure XP Reagent, 60 mL | RGN242007 | komad | 1 | Beckman Coulter, SAD | AMPure XP Reagent, 60 mL, Beckman Coulter, SAD | 213200 | 20% | Elta 90 MS d.o.o. | 105-7/24 | 08.10.2024 | 08.10.2025
Reagensi, izuzev za transfuziju | 404-1-110/24-44 | 307 | Reagensi i potrošni materijal za genetički analizator, MiSeq/NextSeq 550/iSeq100, MiniSeq Illumina | 90 | QuantiFluor® ONE dsDNA System | RGN242008 | pakovanje | 100 testova | Promega, SAD | QuantiFluor® ONE dsDNA System, Promega, SAD | 16640 | 20% | Elta 90 MS d.o.o. | 105-7/24 | 08.10.2024 | 08.10.2025
Reagensi, izuzev za transfuziju | 404-1-110/24-44 | 307 | Reagensi i potrošni materijal za genetički analizator, MiSeq/NextSeq 550/iSeq100, MiniSeq Illumina | 91 | QuantiFluor® dsDNA System 1ml | RGN242009 | komad | 1 | Promega, SAD | QuantiFluor® dsDNA System 1ml, Promega, SAD | 62400 | 20% | Elta 90 MS d.o.o. | 105-7/24 | 08.10.2024 | 08.10.2025
Reagensi, izuzev za transfuziju | 404-1-110/24-44 | 307 | Reagensi i potrošni materijal za genetički analizator, MiSeq/NextSeq 550/iSeq100, MiniSeq Illumina | 92 | QuantiFluor® ssDNA System | RGN242010 | komad | 1 | Promega, SAD | QuantiFluor® ssDNA System, Promega, SAD | 79040 | 20% | Elta 90 MS d.o.o. | 105-7/24 | 08.10.2024 | 08.10.2025
Reagensi, izuzev za transfuziju | 404-1-110/24-44 | 307 | Reagensi i potrošni materijal za genetički analizator, MiSeq/NextSeq 550/iSeq100, MiniSeq Illumina | 93 | QuantiFluor® RNA System | RGN242011 | komad | 1 | Promega, SAD | QuantiFluor® RNA System, Promega, SAD | 75920 | 20% | Elta 90 MS d.o.o. | 105-7/24 | 08.10.2024 | 08.10.2025
Reagensi, izuzev za transfuziju | 404-1-110/24-44 | 307 | Reagensi i potrošni materijal za genetički analizator, MiSeq/NextSeq 550/iSeq100, MiniSeq Illumina | 94 | Quantus 0.5ml PCR Tubes | RGN242012 | pakovanje | 200 testova | Promega, SAD | Quantus 0.5ml PCR Tubes, Promega, SAD | 15600 | 20% | Elta 90 MS d.o.o. | 105-7/24 | 08.10.2024 | 08.10.2025
Reagensi, izuzev za transfuziju | 404-1-110/24-44 | 307 | Reagensi i potrošni materijal za genetički analizator, MiSeq/NextSeq 550/iSeq100, MiniSeq Illumina | 95 | Embgenix PGT-A Kit (RUO) | RGN242013 | Pakovanje | 96 testova | Takara, Japan | Embgenix PGT-A Kit (RUO), Takara, Japan | 998400 | 20% | Elta 90 MS d.o.o. | 105-7/24 | 08.10.2024 | 08.10.2025
Reagensi, izuzev za transfuziju | 404-1-110/24-44 | 307 | Reagensi i potrošni materijal za genetički analizator, MiSeq/NextSeq 550/iSeq100, MiniSeq Illumina | 96 | CS-Sophia Custom CCLL_A_V3 23 genes - IVL - R - SM - L01 - 48 | RGN242014 | pakovanje | 48 testova | Sophia Genetics, Švajcarska | CS-Sophia Custom CCLL_A_V3 23 genes - IVL - R - SM - L01 - 48, Sophia Genetics, Švajcarska | 1768000 | 20% | Elta 90 MS d.o.o. | 105-7/24 | 08.10.2024 | 08.10.2025
Reagensi, izuzev za transfuziju | 404-1-110/24-44 | 307 | Reagensi i potrošni materijal za genetički analizator, MiSeq/NextSeq 550/iSeq100, MiniSeq Illumina | 97 | epTIPS Motion 300μl Box Filter, 960 komada | RGN242015 | pakovanje | 960 testova | Eppendorf, Nemačka | epTIPS Motion 300μl Box Filter, 960 komada, Eppendorf, Nemačka | 37232 | 20% | Elta 90 MS d.o.o. | 105-7/24 | 08.10.2024 | 08.10.2025
Reagensi, izuzev za transfuziju | 404-1-110/24-44 | 307 | Reagensi i potrošni materijal za genetički analizator, MiSeq/NextSeq 550/iSeq100, MiniSeq Illumina | 98 | epTIPS Motion 50ul Box Filter, 960 komada | RGN242016 | pakovanje | 960 testova | Eppendorf, Nemačka | epTIPS Motion 50ul Box Filter, 960 komada, Eppendorf, Nemačka | 37232 | 20% | Elta 90 MS d.o.o. | 105-7/24 | 08.10.2024 | 08.10.2025
Reagensi, izuzev za transfuziju | 404-1-110/24-44 | 307 | Reagensi i potrošni materijal za genetički analizator, MiSeq/NextSeq 550/iSeq100, MiniSeq Illumina | 99 | twin.tec PCR Plate 96, semi- skirted, 250 µL, (Wells colorless) Colorless, 25 plejtova | RGN242017 | pakovanje | 25 testova | Eppendorf, Nemačka | twin.tec PCR Plate 96, semi- skirted, 250 µL, (Wells colorless) Colorless, 25 plejtova, Eppendorf, Nemačka | 24960 | 20% | Elta 90 MS d.o.o. | 105-7/24 | 08.10.2024 | 08.10.2025
Reagensi, izuzev za transfuziju | 404-1-110/24-44 | 307 | Reagensi i potrošni materijal za genetički analizator, MiSeq/NextSeq 550/iSeq100, MiniSeq Illumina | 100 | Deepwell plate 96/1000µl, Regular package, Standard, White, 20 plejtova | RGN242018 | pakovanje | 20 testova | Eppendorf, Nemačka | Deepwell plate 96/1000µl, Regular package, Standard, White, 20 plejtova | 29120 | 20% | Elta 90 MS d.o.o. | 105-7/24 | 08.10.2024 | 08.10.2025
Reagensi, izuzev za transfuziju | 404-1-110/24-44 | 307 | Reagensi i potrošni materijal za genetički analizator, MiSeq/NextSeq 550/iSeq100, MiniSeq Illumina | 101 | epMotion Reservoir 30mL 10x5 | RGN242019 | pakovanje | 50 testova | Eppendorf, Nemačka | epMotion Reservoir 30mL 10x5, Eppendorf, Nemačka | 9360 | 20% | Elta 90 MS d.o.o. | 105-7/24 | 08.10.2024 | 08.10.2025
Reagensi, izuzev za transfuziju | 404-1-110/24-44 | 307 | Reagensi i potrošni materijal za genetički analizator, MiSeq/NextSeq 550/iSeq100, MiniSeq Illumina | 102 | Eppendorf Safe-Lock Tubes 1.5 ml, PCR clean, colorless, 1.000 tubes | RGN242020 | pakovanje | 1000 testova | Eppendorf, Nemačka | Eppendorf Safe-Lock Tubes 1.5 ml, PCR clean, colorless, 1.000 tubes, Eppendorf, Nemačka | 9360 | 20% | Elta 90 MS d.o.o. | 105-7/24 | 08.10.2024 | 08.10.2025
Reagensi, izuzev za transfuziju | 404-1-110/24-44 | 307 | Reagensi i potrošni materijal za genetički analizator, MiSeq/NextSeq 550/iSeq100, MiniSeq Illumina | 103 | Eppendorf Safe-Lock Tubes 2.0 ml, PCR clean, colorless, 1.000 tubes | RGN242021 | pakovanje | 1000 testova | Eppendorf, Nemačka | Eppendorf Safe-Lock Tubes 2.0 ml, PCR clean, colorless, 1.000 tubes, Eppendorf, Nemačka | 12688 | 20% | Elta 90 MS d.o.o. | 105-7/24 | 08.10.2024 | 08.10.2025
Reagensi, izuzev za transfuziju | 404-1-110/24-44 | 307 | Reagensi i potrošni materijal za genetički analizator, MiSeq/NextSeq 550/iSeq100, MiniSeq Illumina | 104 | Eppendorf twin.tec® PCR Plate 96, unskirted, 250 µL, PCR clean, colorless, 20 plates | RGN242022 | pakovanje | 20 testova | Eppendorf, Nemačka | Eppendorf twin.tec® PCR Plate 96, unskirted, 250 µL, PCR clean, colorless, 20 plates, Eppendorf, Nemačka | 15808 | 20% | Elta 90 MS d.o.o. | 105-7/24 | 08.10.2024 | 08.10.2025
Reagensi, izuzev za transfuziju | 404-1-110/24-44 | 307 | Reagensi i potrošni materijal za genetički analizator, MiSeq/NextSeq 550/iSeq100, MiniSeq Illumina | 105 | ep Dualfilter T.I.P.S.® PCR clean and sterile 0,1 – 10 µL 960 tips (10 racks × 96 tips) | RGN242023 | pakovanje | 960 testova | Eppendorf, Nemačka | ep Dualfilter T.I.P.S.® PCR clean and sterile 0,1 – 10 µL 960 tips (10 racks × 96 tips), Eppendorf, Nemačka | 32864 | 20% | Elta 90 MS d.o.o. | 105-7/24 | 08.10.2024 | 08.10.2025
Reagensi, izuzev za transfuziju | 404-1-110/24-44 | 307 | Reagensi i potrošni materijal za genetički analizator, MiSeq/NextSeq 550/iSeq100, MiniSeq Illumina | 106 | ep Dualfilter T.I.P.S.® PCR clean and sterile 2 – 20 µL 960 tips (10 racks × 96 tips) | RGN242024 | pakovanje | 960 testova | Eppendorf, Nemačka | ep Dualfilter T.I.P.S.® PCR clean and sterile 2 – 20 µL 960 tips (10 racks × 96 tips), Eppendorf, Nemačka | 31200 | 20% | Elta 90 MS d.o.o. | 105-7/24 | 08.10.2024 | 08.10.2025
Reagensi, izuzev za transfuziju | 404-1-110/24-44 | 307 | Reagensi i potrošni materijal za genetički analizator, MiSeq/NextSeq 550/iSeq100, MiniSeq Illumina | 107 | ep Dualfilter T.I.P.S.® PCR clean and sterile 20 – 300 µL, 960 tips (10 racks × 96 tips) | RGN242025 | pakovanje | 960 testova | Eppendorf, Nemačka | ep Dualfilter T.I.P.S.® PCR clean and sterile 20 – 300 µL, 960 tips (10 racks × 96 tips), Eppendorf, Nemačka | 31200 | 20% | Elta 90 MS d.o.o. | 105-7/24 | 08.10.2024 | 08.10.2025
Reagensi, izuzev za transfuziju | 404-1-110/24-44 | 307 | Reagensi i potrošni materijal za genetički analizator, MiSeq/NextSeq 550/iSeq100, MiniSeq Illumina | 108 | ep Dualfilter T.I.P.S.® PCR clean and sterile 50 – 1,000 µL, 960 tips (10 racks × 96 tips) | RGN242026 | pakovanje | 960 testova | Eppendorf, Nemačka | ep Dualfilter T.I.P.S.® PCR clean and sterile 50 – 1,000 µL, 960 tips (10 racks × 96 tips) | 34320 | 20% | Elta 90 MS d.o.o. | 105-7/24 | 08.10.2024 | 08.10.2025
Reagensi, izuzev za transfuziju | 404-1-110/24-44 | 307 | Reagensi i potrošni materijal za genetički analizator, MiSeq/NextSeq 550/iSeq100, MiniSeq Illumina | 109 | Eppendorf PCR Foil self-adhesive PCR clean, 100 pcs. | RGN242027 | pakovanje | 100 testova | Eppendorf, Nemačka | Eppendorf PCR Foil self-adhesive PCR clean, 100 pcs., Eppendorf, Nemačka | 28080 | 20% | Elta 90 MS d.o.o. | 105-7/24 | 08.10.2024 | 08.10.2025
Reagensi, izuzev za transfuziju | 404-1-110/24-44 | 307 | Reagensi i potrošni materijal za genetički analizator, MiSeq/NextSeq 550/iSeq100, MiniSeq Illumina | 110 | ep Dualfilter T.I.P.S.® PCR clean and sterile 2 – 200 µL, 960 tips (10 racks × 96 tips) | RGN242028 | pakovanje | 960 testova | Eppendorf, Nemačka | ep Dualfilter T.I.P.S.® PCR clean and sterile 2 – 200 µL, 960 tips (10 racks × 96 tips), Eppendorf, Nemačka | 31200 | 20% | Elta 90 MS d.o.o. | 105-7/24 | 08.10.2024 | 08.10.2025
Reagensi, izuzev za transfuziju | 404-1-110/24-44 | 307 | Reagensi i potrošni materijal za genetički analizator, MiSeq/NextSeq 550/iSeq100, MiniSeq Illumina | 111 | Deepwell Plate 96/500 µL wells clear, 500 µL PCR clean, , 40 plates (5 bags × 8 plates) | RGN242029 | pakovanje | 40 testova | Eppendorf, Nemačka | Deepwell Plate 96/500 µL wells clear, 500 µL PCR clean, , 40 plates (5 bags × 8 plates), Eppendorf, Nemačka | 63024 | 20% | Elta 90 MS d.o.o. | 105-7/24 | 08.10.2024 | 08.10.2025
Reagensi, izuzev za transfuziju | 404-1-110/24-44 | 307 | Reagensi i potrošni materijal za genetički analizator, MiSeq/NextSeq 550/iSeq100, MiniSeq Illumina | 112 | Eppendorf Safe-Lock Tubes 0,5 mL PCR clean, colorless, 500 tubes | RGN242030 | pakovanje | 500 testova | Eppendorf, Nemačka | Eppendorf Safe-Lock Tubes 0,5 mL PCR clean, colorless, 500 tubes, Eppendorf, Nemačka | 9360 | 20% | Elta 90 MS d.o.o. | 105-7/24 | 08.10.2024 | 08.10.2025
Reagensi, izuzev za transfuziju | 404-1-110/24-44 | 307 | Reagensi i potrošni materijal za genetički analizator, MiSeq/NextSeq 550/iSeq100, MiniSeq Illumina | 113 | Eppendorf PCR Tubes 0,2 mL PCR clean, colorless, 1.000 pcs. | RGN242031 | pakovanje | 1000 testova | Eppendorf, Nemačka | Eppendorf PCR Tubes 0,2 mL PCR clean, colorless, 1.000 pcs., Eppendorf, Nemačka | 27040 | 20% | Elta 90 MS d.o.o. | 105-7/24 | 08.10.2024 | 08.10.2025
Reagensi, izuzev za transfuziju | 404-1-110/24-44 | 308 | Reagensi za aparat hybriSpot 12 PCR Auto | 1 | Test za istovremenu detekciju nukleinskih kiselina minimum 35 genotipova HPV iz brisa, | RGN231911 | pakovanje | 24 panela | Vitro S.A. | HPV Flow Chip Kit | 283200 | 20% | Beohem-3 d.o.o. | 105-3/24 | 08.10.2024 | 08.10.2025
Reagensi, izuzev za transfuziju | 404-1-110/24-44 | 308 | Reagensi za aparat hybriSpot 12 PCR Auto | 2 | Test za istovremenu detekciju nukleinskih kiselina minimum 12 STD patogena iz brisa | RGN242032 | pakovanje | 24 panela | Vitro S.A. | STD Direct Flow Chip Kit | 283200 | 20% | Beohem-3 d.o.o. | 105-3/24 | 08.10.2024 | 08.10.2025
Reagensi, izuzev za transfuziju | 404-1-110/24-44 | 308 | Reagensi za aparat hybriSpot 12 PCR Auto | 3 | Test za istovremenu detekciju nukleinskih kiselina minimum 36 bakterijskih i gljivičnih patogena i 20 gena antibiotske rezistencije iz pozitivne krvne kulture | RGN242033 | pakovanje | 24 panela | Vitro S.A. | Sepsis Flow Chip Kit | 283200 | 20% | Beohem-3 d.o.o. | 105-3/24 | 08.10.2024 | 08.10.2025
Reagensi, izuzev za transfuziju | 404-1-110/24-44 | 308 | Reagensi za aparat hybriSpot 12 PCR Auto | 4 | Test za istovremenu detekciju nukleinskih kiselina minimum 20 gena rezistencije iz pozitivne krvne kulture | RGN242034 | pakovanje | 24 panela | Vitro S.A. | AMR Flow Chip Kit | 283200 | 20% | Beohem-3 d.o.o. | 105-3/24 | 08.10.2024 | 08.10.2025
Reagensi, izuzev za transfuziju | 404-1-110/24-44 | 308 | Reagensi za aparat hybriSpot 12 PCR Auto | 5 | Test za istovremenu detekciju nukleinskih kiselina minimum 5 bakterijskih vrsta i 55 gena rezistencije iz pozitivne krvne kulture | RGN242035 | pakovanje | 24 panela | Vitro S.A. | MDR Direct Flow Chip Kit | 283200 | 20% | Beohem-3 d.o.o. | 105-3/24 | 08.10.2024 | 08.10.2025
Reagensi, izuzev za transfuziju | 404-1-110/24-44 | 308 | Reagensi za aparat hybriSpot 12 PCR Auto | 6 | Test za istovremenu detekciju nukleinskih kiselina minimum 10 bakterijskih i gljivičnih patogena u izolatatima cerebrospinalne tečnosti | RGN242036 | pakovanje | 24 panela | Vitro S.A. | Bacterial CNS Flow Chip Kit | 283200 | 20% | Beohem-3 d.o.o. | 105-3/24 | 08.10.2024 | 08.10.2025
Reagensi, izuzev za transfuziju | 404-1-110/24-44 | 308 | Reagensi za aparat hybriSpot 12 PCR Auto | 7 | Test za istovremenu detekciju nukleinskih kiselina minimum 7 tick-borne bakterijskih vrsta u izolatima seruma, krvi i cerebrospinalne tečnosti | RGN242037 | pakovanje | 24 panela | Vitro S.A. | Tick borne bacteria flow chip kit | 283200 | 20% | Beohem-3 d.o.o. | 105-3/24 | 08.10.2024 | 08.10.2025
Reagensi, izuzev za transfuziju | 404-1-110/24-44 | 308 | Reagensi za aparat hybriSpot 12 PCR Auto | 8 | Test za istovremenu detekciju nukleinskih kiselina minimum 23 respiratorna patogena iz izolata nazofaringealnog brisa i BAL | RGN242038 | pakovanje | 24 panela | Vitro S.A. | Respiratory Flow Chip Kit | 283200 | 20% | Beohem-3 d.o.o. | 105-3/24 | 08.10.2024 | 08.10.2025
Reagensi, izuzev za transfuziju | 404-1-110/24-44 | 308 | Reagensi za aparat hybriSpot 12 PCR Auto | 9 | Washing reagent | RGN231912 | bočica | 250 mL koncentrovanog rastvora | Vitro S.A. | Washing Reagent | 4000 | 20% | Beohem-3 d.o.o. | 105-3/24 | 08.10.2024 | 08.10.2025
Reagensi, izuzev za transfuziju | 404-1-110/24-44 | 308 | Reagensi za aparat hybriSpot 12 PCR Auto | 10 | Washing reagent | RGN231912 | bočica | 250 mL koncentrovanog rastvora | Vitro S.A. | Washing Reagent | 4000 | 20% | Beohem-3 d.o.o. | 105-3/24 | 08.10.2024 | 08.10.2025
Reagensi, izuzev za transfuziju | 404-1-110/24-44 | 309 | Laboratorijski testovi i reagensi za aparat RT PCR Cobas 5800 | 1 | KIT COBAS 58/68/8800 SARS-COV-2 192T IVD | RGN231913 | pakovanje | 192 Testa | Roche Molecular system, Inc. | SAR-CoV-2 (192T) | 364086.3 | 20% | Adoc d.o.o. | 105-1/24 | 08.10.2024 | 08.10.2025
Reagensi, izuzev za transfuziju | 404-1-110/24-44 | 309 | Laboratorijski testovi i reagensi za aparat RT PCR Cobas 5800 | 2 | KIT COBAS 58/68/8800 SARS-COV-2 RMC | RGN231914 | pakovanje | 16 x 1 ml | Roche Molecular system, Inc. | SARS-CoV-2 Control | 35431.62 | 20% | Adoc d.o.o. | 105-1/24 | 08.10.2024 | 08.10.2025
Reagensi, izuzev za transfuziju | 404-1-110/24-44 | 309 | Laboratorijski testovi i reagensi za aparat RT PCR Cobas 5800 | 3 | KIT COBAS 58/68/8800 SARS-COV-2/FLU 384T | RGN231915 | pakovanje | 384 Testa | Roche Molecular system, Inc. | SARS-CoV-2/FLU | 1220060.16 | 20% | Adoc d.o.o. | 105-1/24 | 08.10.2024 | 08.10.2025
Reagensi, izuzev za transfuziju | 404-1-110/24-44 | 309 | Laboratorijski testovi i reagensi za aparat RT PCR Cobas 5800 | 4 | KIT COBAS 58/68/8800 SARS-COV-2/FLU RMC | RGN231916 | pakovanje | 16 x 1 ml | Roche Molecular system, Inc. | SARS-CoV-2/FLU Control | 45605.4 | 20% | Adoc d.o.o. | 105-1/24 | 08.10.2024 | 08.10.2025
Reagensi, izuzev za transfuziju | 404-1-110/24-44 | 309 | Laboratorijski testovi i reagensi za aparat RT PCR Cobas 5800 | 5 | KIT COBAS 58/68/88 SARS-COV-2 480T IVD | RGN231917 | pakovanje | 480 Testa | Roche Molecular system, Inc. | SAR-CoV-2 (480T) | 910214.88 | 20% | Adoc d.o.o. | 105-1/24 | 08.10.2024 | 08.10.2025
Reagensi, izuzev za transfuziju | 404-1-110/24-44 | 309 | Laboratorijski testovi i reagensi za aparat RT PCR Cobas 5800 | 6 | KIT COBAS 58/68/8800 WASH IVD | RGN231918 | pakovanje | 4.2 L | Roche Molecular system, Inc. | cobas omni Wash Reagent | 9246.09 | 20% | Adoc d.o.o. | 105-1/24 | 08.10.2024 | 08.10.2025
Reagensi, izuzev za transfuziju | 404-1-110/24-44 | 309 | Laboratorijski testovi i reagensi za aparat RT PCR Cobas 5800 | 7 | KIT COBAS 58/68/8800 SPEC DIL RGNT IVD | RGN231919 | pakovanje | 4 x 875 ml | Roche Molecular system, Inc. | cobas omni Specimen Diluent | 22645 | 20% | Adoc d.o.o. | 105-1/24 | 08.10.2024 | 08.10.2025
Reagensi, izuzev za transfuziju | 404-1-110/24-44 | 309 | Laboratorijski testovi i reagensi za aparat RT PCR Cobas 5800 | 8 | KIT COBAS 58/68/8800 LYS REAGENT IVD | RGN231920 | pakovanje | 4 x 875 ml | Roche Molecular system, Inc. | cobas omni Lysis Reagent | 57785 | 20% | Adoc d.o.o. | 105-1/24 | 08.10.2024 | 08.10.2025
Reagensi, izuzev za transfuziju | 404-1-110/24-44 | 309 | Laboratorijski testovi i reagensi za aparat RT PCR Cobas 5800 | 9 | KIT COBAS 58/68/8800 MGP IVD | RGN231921 | pakovanje | 480 Testa | Roche Molecular system, Inc. | cobas omni MGP Reagent | 17107.2 | 20% | Adoc d.o.o. | 105-1/24 | 08.10.2024 | 08.10.2025
Reagensi, izuzev za transfuziju | 404-1-110/24-44 | 309 | Laboratorijski testovi i reagensi za aparat RT PCR Cobas 5800 | 10 | KIT COBAS 58/68/8800 HIV-1/2 RMC IVD | RGN231922 | pakovanje | 8 x 0.65 ml | Roche Molecular system, Inc. | cobas HIV-1/HIV-2 Qualitative Control Kit | 52896 | 20% | Adoc d.o.o. | 105-1/24 | 08.10.2024 | 08.10.2025
Reagensi, izuzev za transfuziju | 404-1-110/24-44 | 309 | Laboratorijski testovi i reagensi za aparat RT PCR Cobas 5800 | 11 | KIT COBAS 58/68/8800 HCV 192T IVD | RGN231923 | pakovanje | 192 Testa | Roche Molecular system, Inc. | cobas HCV Quantitative nucleic acid test for use on the cobas 5800/6800/8800 Systems | 668160 | 20% | Adoc d.o.o. | 105-1/24 | 08.10.2024 | 08.10.2025
Reagensi, izuzev za transfuziju | 404-1-110/24-44 | 309 | Laboratorijski testovi i reagensi za aparat RT PCR Cobas 5800 | 12 | KIT COBAS 58/68/8800 HBV/HCV/HIV RMC IVD | RGN231924 | pakovanje | 8 x 0.65 ml | Roche Molecular system, Inc. | cobas HBV/HCV/HIV-1 Control Kit Positive control kit for use on the cobas 5800/6800/8800 Systems | 85434 | 20% | Adoc d.o.o. | 105-1/24 | 08.10.2024 | 08.10.2025
Reagensi, izuzev za transfuziju | 404-1-110/24-44 | 309 | Laboratorijski testovi i reagensi za aparat RT PCR Cobas 5800 | 13 | KIT COBAS 58/68/8800 HIV 192T IVD | RGN231925 | pakovanje | 192 Testa | Roche Molecular system, Inc. | cobas HIV-1 Quantitative nucleic acid test for use on the cobas 5800/6800/8800 Systems | 668160 | 20% | Adoc d.o.o. | 105-1/24 | 08.10.2024 | 08.10.2025
Reagensi, izuzev za transfuziju | 404-1-110/24-44 | 309 | Laboratorijski testovi i reagensi za aparat RT PCR Cobas 5800 | 14 | KIT COBAS 58/68/8800 HBV 192T IVD | RGN231926 | pakovanje | 192 Testa | Roche Molecular system, Inc. | cobas HBV Quantitative nucleic acid test for use on the cobas 5800/6800/8800 Systems | 668160 | 20% | Adoc d.o.o. | 105-1/24 | 08.10.2024 | 08.10.2025
Reagensi, izuzev za transfuziju | 404-1-110/24-44 | 309 | Laboratorijski testovi i reagensi za aparat RT PCR Cobas 5800 | 15 | KIT COBAS 58/68/8800 CMV 192T IVD | RGN231927 | pakovanje | 192 Testa | Roche Molecular system, Inc. | cobas CMV | 668160 | 20% | Adoc d.o.o. | 105-1/24 | 08.10.2024 | 08.10.2025
Reagensi, izuzev za transfuziju | 404-1-110/24-44 | 309 | Laboratorijski testovi i reagensi za aparat RT PCR Cobas 5800 | 16 | KIT COBAS 58/68/8800 CMV RMC IVD | RGN231928 | pakovanje | 8 x 0.5 ml | Roche Molecular system, Inc. | cobas CMV Control Kit | 68347.2 | 20% | Adoc d.o.o. | 105-1/24 | 08.10.2024 | 08.10.2025
Reagensi, izuzev za transfuziju | 404-1-110/24-44 | 309 | Laboratorijski testovi i reagensi za aparat RT PCR Cobas 5800 | 17 | KIT COBAS 58/68/8800 EBV 192T IVD | RGN231929 | pakovanje | 192 Testa | Roche Molecular system, Inc. | cobas EBV | 668160 | 20% | Adoc d.o.o. | 105-1/24 | 08.10.2024 | 08.10.2025
Reagensi, izuzev za transfuziju | 404-1-110/24-44 | 309 | Laboratorijski testovi i reagensi za aparat RT PCR Cobas 5800 | 18 | KIT COBAS 58/68/8800 BKV 192T IVD | RGN231930 | pakovanje | 192 Testa | Roche Molecular system, Inc. | cobas BKV | 668160 | 20% | Adoc d.o.o. | 105-1/24 | 08.10.2024 | 08.10.2025
Reagensi, izuzev za transfuziju | 404-1-110/24-44 | 309 | Laboratorijski testovi i reagensi za aparat RT PCR Cobas 5800 | 19 | KIT COBAS 58/68/8800 NHP NEG RMC IVD | RGN231931 | pakovanje | 16 x 1 ml | Roche Molecular system, Inc. | cobas NHP Negative Control Kit) | 30276 | 20% | Adoc d.o.o. | 105-1/24 | 08.10.2024 | 08.10.2025
Reagensi, izuzev za transfuziju | 404-1-110/24-44 | 309 | Laboratorijski testovi i reagensi za aparat RT PCR Cobas 5800 | 20 | KIT COBAS 58/68/8800 BUFF NEG RMC IVD | RGN231932 | pakovanje | 16 x 1 ml | Roche Molecular system, Inc. | cobas Buffer Negative Control Kit (5800/6800/8800) | 10017.18 | 20% | Adoc d.o.o. | 105-1/24 | 08.10.2024 | 08.10.2025
Reagensi, izuzev za transfuziju | 404-1-110/24-44 | 309 | Laboratorijski testovi i reagensi za aparat RT PCR Cobas 5800 | 21 | cobas omni Processing Plate 24 | RGN231933 | pakovanje | 60 komada | Roche Molecular system, Inc. | cobas omni Processing Plate 24 | 20554.62 | 20% | Adoc d.o.o. | 105-1/24 | 08.10.2024 | 08.10.2025
Reagensi, izuzev za transfuziju | 404-1-110/24-44 | 309 | Laboratorijski testovi i reagensi za aparat RT PCR Cobas 5800 | 22 | cobas omni Liquid Waste Plate 24 | RGN231934 | pakovanje | 60 komada | Roche Molecular system, Inc. | cobas omni Liquid Waste Plate 24 | 20554.62 | 20% | Adoc d.o.o. | 105-1/24 | 08.10.2024 | 08.10.2025
Reagensi, izuzev za transfuziju | 404-1-110/24-44 | 309 | Laboratorijski testovi i reagensi za aparat RT PCR Cobas 5800 | 23 | cobas omni Amplification Plate 24 | RGN231935 | pakovanje | 120 komada | Roche Molecular system, Inc. | cobas omni Amplification Plate 24 | 116797.5 | 20% | Adoc d.o.o. | 105-1/24 | 08.10.2024 | 08.10.2025
Reagensi, izuzev za transfuziju | 404-1-110/24-44 | 309 | Laboratorijski testovi i reagensi za aparat RT PCR Cobas 5800 | 24 | Tip CORE TIPS with Filter, 1mL | RGN231936 | pakovanje | 8 x 480 komada | Roche Molecular system, Inc. | Hamilton Tip CORE TIPS with Filter, 1mL | 63392 | 20% | Adoc d.o.o. | 105-1/24 | 08.10.2024 | 08.10.2025
Reagensi, izuzev za transfuziju | 404-1-110/24-44 | 309 | Laboratorijski testovi i reagensi za aparat RT PCR Cobas 5800 | 25 | Tip CORE TIPS with Filter, 300uL | RGN231937 | pakovanje | 12 x 480 komada | Roche Molecular system, Inc. | STD. VOL. CO-RE TIPS, FILTER | 285360 | 20% | Adoc d.o.o. | 105-1/24 | 08.10.2024 | 08.10.2025
Reagensi, izuzev za transfuziju | 404-1-110/24-44 | 309 | Laboratorijski testovi i reagensi za aparat RT PCR Cobas 5800 | 26 | cobas omni Liquid Waste Container | RGN231938 | pakovanje | 1 komad | Roche Molecular system, Inc. | Container Liquid Waste Set of 3 | 8004 | 20% | Adoc d.o.o. | 105-1/24 | 08.10.2024 | 08.10.2025
Reagensi, izuzev za transfuziju | 404-1-110/24-44 | 309 | Laboratorijski testovi i reagensi za aparat RT PCR Cobas 5800 | 27 | Solid Waste Bag | RGN231939 | pakovanje | 200 komada | Roche Molecular system, Inc. | Solid Waste Bag Without Insert | 15252 | 20% | Adoc d.o.o. | 105-1/24 | 08.10.2024 | 08.10.2025
Reagensi, izuzev za transfuziju | 404-1-110/24-44 | 309 | Laboratorijski testovi i reagensi za aparat RT PCR Cobas 5800 | 28 | Solid Waste Bag With Insert | RGN231940 | pakovanje | 20 komada | Roche Molecular system, Inc. | Solid Waste Bag With Insert Set of 20 | 15660 | 20% | Adoc d.o.o. | 105-1/24 | 08.10.2024 | 08.10.2025
Reagensi, izuzev za transfuziju | 404-1-110/24-44 | 309 | Laboratorijski testovi i reagensi za aparat RT PCR Cobas 5800 | 29 | cobas omni Secondary Tubes | RGN231941 | pakovanje | 1500 komada | Roche Molecular system, Inc. | cobas omni Secondary Tubes 13x75 | 80415 | 20% | Adoc d.o.o. | 105-1/24 | 08.10.2024 | 08.10.2025
Reagensi, izuzev za transfuziju | 404-1-110/24-44 | 310 | Reagensi za imunohemijski aparat N-reader | 1 | SERION ELISA classic Aspergillus Fumigatus IgG | RGN231942 | pakovanje | 96 test | Institut Virion/Serion Nemačka | SERION ELISA Aspergillus fumigatus IgG | 28840 | 20% | Neomedica d.o.o. | 105-19/24 | 08.10.2024 | 08.10.2025
Reagensi, izuzev za transfuziju | 404-1-110/24-44 | 310 | Reagensi za imunohemijski aparat N-reader | 2 | SERION ELISA classic Aspergillus Fumigatus IgM | RGN231943 | pakovanje | 96 test | Institut Virion/Serion Nemačka | SERION ELISA Aspergillus fumigatus IgM | 28840 | 20% | Neomedica d.o.o. | 105-19/24 | 08.10.2024 | 08.10.2025
Reagensi, izuzev za transfuziju | 404-1-110/24-44 | 310 | Reagensi za imunohemijski aparat N-reader | 3 | SERION ELISA classic Candida IgG | RGN231944 | pakovanje | 96 test | Institut Virion/Serion Nemačka | SERION ELISA Candida albicans IgG | 28840 | 20% | Neomedica d.o.o. | 105-19/24 | 08.10.2024 | 08.10.2025
Reagensi, izuzev za transfuziju | 404-1-110/24-44 | 310 | Reagensi za imunohemijski aparat N-reader | 4 | SERION ELISA classic Candida IgM | RGN231945 | pakovanje | 96 test | Institut Virion/Serion Nemačka | SERION ELISA Candida albicans IgM | 28840 | 20% | Neomedica d.o.o. | 105-19/24 | 08.10.2024 | 08.10.2025
Reagensi, izuzev za transfuziju | 404-1-110/24-44 | 310 | Reagensi za imunohemijski aparat N-reader | 5 | RF absorbent | RGN214217 | pakovanje | 20 mL | Institut Virion/Serion Nemačka | SERION RF Absorbent | 3040 | 20% | Neomedica d.o.o. | 105-19/24 | 08.10.2024 | 08.10.2025
Reagensi, izuzev za transfuziju | 404-1-110/24-44 | 311 | Reagensi za aparat EUROArrayScanner | 1 | EUROArray STI - 11 | RGN231946 | pakovanje | 100 | Euroimmun AG | EUROArray STI-11 | 366374.4 | 20% | Promedia d.o.o. | 105-21/24 | 08.10.2024 | 08.10.2025
Reagensi, izuzev za transfuziju | 404-1-110/24-44 | 311 | Reagensi za aparat EUROArrayScanner | 2 | EUROArray HPV | RGN231947 | pakovanje | 100 | Euroimmun AG | EUROArray human papillomavirus (HPV) | 379545.6 | 20% | Promedia d.o.o. | 105-21/24 | 08.10.2024 | 08.10.2025
Reagensi, izuzev za transfuziju | 404-1-110/24-44 | 311 | Reagensi za aparat EUROArrayScanner | 3 | EUROArray HLA-B27 Direct | RGN231948 | pakovanje | 24 | Euroimmun AG | EUROArray HLA‐B27 Direct | 55372.8 | 20% | Promedia d.o.o. | 105-21/24 | 08.10.2024 | 08.10.2025
Reagensi, izuzev za transfuziju | 404-1-110/24-44 | 311 | Reagensi za aparat EUROArrayScanner | 4 | EUROArray HLA-Cw6 | RGN231949 | pakovanje | 24 | Euroimmun AG | EUROArray HLA-Cw6 Direct | 61555.2 | 20% | Promedia d.o.o. | 105-21/24 | 08.10.2024 | 08.10.2025
Reagensi, izuzev za transfuziju | 404-1-110/24-44 | 311 | Reagensi za aparat EUROArrayScanner | 5 | EUROArray Haemochromatosis direct, Tip: (4SNP), (2SNP) | RGN231950 | pakovanje | 24 | Euroimmun AG | EUROArray Haemochromatosis (4 SNP+) Direct | 83059.2 | 20% | Promedia d.o.o. | 105-21/24 | 08.10.2024 | 08.10.2025
Reagensi, izuzev za transfuziju | 404-1-110/24-44 | 311 | Reagensi za aparat EUROArrayScanner | 6 | EUROArray HLA-DQ2/DQ8 Direct | RGN231951 | pakovanje | 24 | Euroimmun AG | EUROArray HLA-DQ2/DQ8 Direct | 99724.8 | 20% | Promedia d.o.o. | 105-21/24 | 08.10.2024 | 08.10.2025
Reagensi, izuzev za transfuziju | 404-1-110/24-44 | 311 | Reagensi za aparat EUROArrayScanner | 7 | EUROArray Lactose Intolerance Direct | RGN231952 | pakovanje | 24 | Euroimmun AG | EUROArray Lactose Intolerance Direct | 91392 | 20% | Promedia d.o.o. | 105-21/24 | 08.10.2024 | 08.10.2025
Reagensi, izuzev za transfuziju | 404-1-110/24-44 | 312 | Reagensi za aparat Cobas PCR Liat | 1 | (Copan 305C UTM 3ml & Swab (6x50) | RGN231953 | pakovanje | 300 komada | Roche Molecular system, Inc. | Copan 305C UTM 3ml & Swab (6x50) | 135464 | 20% | Adoc d.o.o. | 105-1/24 | 08.10.2024 | 08.10.2025
Reagensi, izuzev za transfuziju | 404-1-110/24-44 | 312 | Reagensi za aparat Cobas PCR Liat | 2 | KIT COBAS LIAT FLU A/B & RSV IVD | RGN231954 | pakovanje | 20 testova | Roche Molecular system, Inc. | cobas® Influenza A/B & RSV Nucleic acid test for use on the cobas® Liat® System | 84445.28 | 20% | Adoc d.o.o. | 105-1/24 | 08.10.2024 | 08.10.2025
Reagensi, izuzev za transfuziju | 404-1-110/24-44 | 312 | Reagensi za aparat Cobas PCR Liat | 3 | KIT COBAS LIAT FLU A/B & RSV CTL-IVD | RGN231955 | pakovanje | 20 testova | Roche Molecular system, Inc. | cobas® Influenza A/B & RSV Quality Control Kit for use on the cobas® Liat® System | 43300.57 | 20% | Adoc d.o.o. | 105-1/24 | 08.10.2024 | 08.10.2025
Reagensi, izuzev za transfuziju | 404-1-110/24-44 | 312 | Reagensi za aparat Cobas PCR Liat | 4 | KIT COBAS LIAT STREP A | RGN231956 | pakovanje | 20 testova | Roche Molecular system, Inc. | cobas® Strep A Nucleic acid test for use on the cobas® Liat® System | 84445.28 | 20% | Adoc d.o.o. | 105-1/24 | 08.10.2024 | 08.10.2025
Reagensi, izuzev za transfuziju | 404-1-110/24-44 | 312 | Reagensi za aparat Cobas PCR Liat | 5 | KIT COBAS LIAT StrepA CTL-IVD | RGN231957 | pakovanje | 20 testova | Roche Molecular system, Inc. | cobas® Strep A Quality Control Kit for use on the cobas® Liat® System | 43300.57 | 20% | Adoc d.o.o. | 105-1/24 | 08.10.2024 | 08.10.2025
Reagensi, izuzev za transfuziju | 404-1-110/24-44 | 312 | Reagensi za aparat Cobas PCR Liat | 6 | cobas® SARS-CoV-2 & Influenza A/B (SCFA) | RGN231958 | pakovanje | 20 testova | Roche Molecular system, Inc. | cobas® SARS-CoV-2 & Influenza A/B | 126898.38 | 20% | Adoc d.o.o. | 105-1/24 | 08.10.2024 | 08.10.2025
Reagensi, izuzev za transfuziju | 404-1-110/24-44 | 312 | Reagensi za aparat Cobas PCR Liat | 7 | cobas® SARS-CoV-2 & Influenza A/B Quality Control Kit | RGN231959 | pakovanje | 20 testova | Roche Molecular system, Inc. | cobas® SARS-CoV-2 & Influenza A/B Quality Control Kit | 43300.57 | 20% | Adoc d.o.o. | 105-1/24 | 08.10.2024 | 08.10.2025
Reagensi, izuzev za transfuziju | 404-1-110/24-44 | 312 | Reagensi za aparat Cobas PCR Liat | 8 | cobas® SARS-CoV-2 Assay Kit (COVA) | RGN231960 | pakovanje | 20 testova | Roche Molecular system, Inc. | cobas® SARS-CoV-2 | 84445.28 | 20% | Adoc d.o.o. | 105-1/24 | 08.10.2024 | 08.10.2025
Reagensi, izuzev za transfuziju | 404-1-110/24-44 | 312 | Reagensi za aparat Cobas PCR Liat | 9 | cobas® SARS-CoV-2 Quality Control Kit | RGN231961 | pakovanje | 20 testova | Roche Molecular system, Inc. | cobas® SARS-CoV-2 Quality Control Kit | 43300.57 | 20% | Adoc d.o.o. | 105-1/24 | 08.10.2024 | 08.10.2025
Reagensi, izuzev za transfuziju | 404-1-110/24-44 | 312 | Reagensi za aparat Cobas PCR Liat | 10 | cobas LIAT Cdiff Nucleic acid test, 20 Tests | RGN231962 | pakovanje | 20 testova | Roche Molecular system, Inc. | cobas® Cdiff Nucleic acid test for use on the cobas® Liat® System | 84445.28 | 20% | Adoc d.o.o. | 105-1/24 | 08.10.2024 | 08.10.2025
Reagensi, izuzev za transfuziju | 404-1-110/24-44 | 312 | Reagensi za aparat Cobas PCR Liat | 11 | cobas LIAT Cdiff Pos & Neg CTL Kit, 5 Sets | RGN231963 | pakovanje | 5 setova | Roche Molecular system, Inc. | cobas® Cdiff Positive and Negative Control Kit for use on the cobas® Liat® System | 43300.57 | 20% | Adoc d.o.o. | 105-1/24 | 08.10.2024 | 08.10.2025
Reagensi, izuzev za transfuziju | 404-1-110/24-44 | 313 | Reagensi za aparat Cielo 6 Azure Biosystems RT PCR | 1 | VIASURE Clostridium difficile detection, 96T | RGN231964 | pakovanje | 96 testova | CerTest Biotech, S.L | VIASURE Clostridium difficile detection Real Time PCR Detection Kit | 81500 | 20% | East Diagnostics d.o.o. | 105-5/24 | 08.10.2024 | 08.10.2025
Reagensi, izuzev za transfuziju | 404-1-110/24-44 | 313 | Reagensi za aparat Cielo 6 Azure Biosystems RT PCR | 2 | VIASURE Clostridium difficile Toxin B detection, 96T | RGN231965 | pakovanje | 96T | CerTest Biotech, S.L | VIASURE Clostridium difficile Toxin B Real Time PCR Detection Kit | 81500 | 20% | East Diagnostics d.o.o. | 105-5/24 | 08.10.2024 | 08.10.2025
Reagensi, izuzev za transfuziju | 404-1-110/24-44 | 313 | Reagensi za aparat Cielo 6 Azure Biosystems RT PCR | 3 | VIASURE Clostridium difficile Toxin A/B detection, 96T | RGN231966 | pakovanje | 96T | CerTest Biotech, S.L | VIASURE Clostridium difficile Toxin A/B Real Time PCR Detection Kit | 88900 | 20% | East Diagnostics d.o.o. | 105-5/24 | 08.10.2024 | 08.10.2025
Reagensi, izuzev za transfuziju | 404-1-110/24-44 | 313 | Reagensi za aparat Cielo 6 Azure Biosystems RT PCR | 4 | VIASURE Flu A, Flu B & RSV detection, 96T | RGN231967 | pakovanje | 96T | CerTest Biotech, S.L | VIASURE Flu A, Flu B & RSV Real Time PCR Detection Kit | 111000 | 20% | East Diagnostics d.o.o. | 105-5/24 | 08.10.2024 | 08.10.2025
Reagensi, izuzev za transfuziju | 404-1-110/24-44 | 313 | Reagensi za aparat Cielo 6 Azure Biosystems RT PCR | 5 | VIASURE For Respiratory Viral Panel I (Flu A, Flu B & RSV) + (H1N1, H5N1, H3N2 & H7N9) detection, 48T | RGN231968 | pakovanje | 48T | CerTest Biotech, S.L | VIASURE For Respiratory Viral Panel I (Flu A, Flu B & RSV) + (H1N1, H5N1, H3N2 & H7N9) Real Time PCR Detection Kit | 88900 | 20% | East Diagnostics d.o.o. | 105-5/24 | 08.10.2024 | 08.10.2025
Reagensi, izuzev za transfuziju | 404-1-110/24-44 | 313 | Reagensi za aparat Cielo 6 Azure Biosystems RT PCR | 6 | VIASURE Adenovirus, Metapneumovirus & Bocavirus detection, 96T | RGN231969 | pakovanje | 96T | CerTest Biotech, S.L | VIASURE Adenovirus, Metapneumovirus & Bocavirus Real Time PCR Detection Kit | 111000 | 20% | East Diagnostics d.o.o. | 105-5/24 | 08.10.2024 | 08.10.2025
Reagensi, izuzev za transfuziju | 404-1-110/24-44 | 313 | Reagensi za aparat Cielo 6 Azure Biosystems RT PCR | 7 | VIASURE Rhinovirus + Enterovirus detection, 96T | RGN231970 | pakovanje | 96T | CerTest Biotech, S.L | VIASURE Rhinovirus + Enterovirus detection, Real Time PCR Detection Kit | 92000 | 20% | East Diagnostics d.o.o. | 105-5/24 | 08.10.2024 | 08.10.2025
Reagensi, izuzev za transfuziju | 404-1-110/24-44 | 313 | Reagensi za aparat Cielo 6 Azure Biosystems RT PCR | 8 | VIASURE Bordetella pertussis, B. parapertussis & B. holmesii detection, 96T | RGN231971 | pakovanje | 96T | CerTest Biotech, S.L | VIASURE VIASURE Bordetella (B. pertussis, B. parapertussis & B. Holmesii) Real Time PCR Detection Kit | 111000 | 20% | East Diagnostics d.o.o. | 105-5/24 | 08.10.2024 | 08.10.2025
Reagensi, izuzev za transfuziju | 404-1-110/24-44 | 313 | Reagensi za aparat Cielo 6 Azure Biosystems RT PCR | 9 | VIASURE H. influenzae, S. pneumoniae & M. catarrhalis detection, 96T | RGN231972 | pakovanje | 96T | CerTest Biotech, S.L | VIASURE H. influenzae, S. pneumoniae & M. catarrhalis Real Time PCR Detection Kit | 111000 | 20% | East Diagnostics d.o.o. | 105-5/24 | 08.10.2024 | 08.10.2025
Reagensi, izuzev za transfuziju | 404-1-110/24-44 | 313 | Reagensi za aparat Cielo 6 Azure Biosystems RT PCR | 10 | VIASURE M. Tuberculosis complex + Non-Tuberculous mycobacteria detection, 96T | RGN231973 | pakovanje | 96T | CerTest Biotech, S.L | VIASURE M. Tuberculosis complex + Non-Tuberculous mycobacteria Real Time PCR Detection Kit | 92000 | 20% | East Diagnostics d.o.o. | 105-5/24 | 08.10.2024 | 08.10.2025
Reagensi, izuzev za transfuziju | 404-1-110/24-44 | 313 | Reagensi za aparat Cielo 6 Azure Biosystems RT PCR | 11 | VIASURE Pneumocystis jirovecii detection. 96T | RGN231974 | pakovanje | 96T | CerTest Biotech, S.L | VIASURE Pneumocystis jirovecii Real Time PCR Detection Kit | 88900 | 20% | East Diagnostics d.o.o. | 105-5/24 | 08.10.2024 | 08.10.2025
Reagensi, izuzev za transfuziju | 404-1-110/24-44 | 313 | Reagensi za aparat Cielo 6 Azure Biosystems RT PCR | 12 | VIASURE Legionella detection. 96T | RGN231975 | pakovanje | 96T | CerTest Biotech, S.L | VIASURE Legionella pneumophila Real Time PCR Detection Kit | 88900 | 20% | East Diagnostics d.o.o. | 105-5/24 | 08.10.2024 | 08.10.2025
Reagensi, izuzev za transfuziju | 404-1-110/24-44 | 313 | Reagensi za aparat Cielo 6 Azure Biosystems RT PCR | 13 | VIASURE Tick Borne Diseases Real Time PCR Detection Kit, 48T | RGN231976 | pakovanje | 48T | CerTest Biotech, S.L | VIASURE Tick Borne Diseases Real Time PCR Detection Kit | 97000 | 20% | East Diagnostics d.o.o. | 105-5/24 | 08.10.2024 | 08.10.2025
Reagensi, izuzev za transfuziju | 404-1-110/24-44 | 313 | Reagensi za aparat Cielo 6 Azure Biosystems RT PCR | 14 | VIASURE Malaria Real Time PCR Detection kit, 96T | RGN231977 | pakovanje | 96T | CerTest Biotech, S.L | VIASURE Malaria Real Time PCR Detection Kit | 75000 | 20% | East Diagnostics d.o.o. | 105-5/24 | 08.10.2024 | 08.10.2025
Reagensi, izuzev za transfuziju | 404-1-110/24-44 | 313 | Reagensi za aparat Cielo 6 Azure Biosystems RT PCR | 15 | VIASURE Borrelia, Anaplasma & Coxiella Real Time PCR Detection Kit, 96T | RGN231978 | pakovanje | 96T | CerTest Biotech, S.L | VIASURE Borrelia, Anaplasma & Coxiella Real Time PCR Detection Kit | 63000 | 20% | East Diagnostics d.o.o. | 105-5/24 | 08.10.2024 | 08.10.2025
Reagensi, izuzev za transfuziju | 404-1-110/24-44 | 313 | Reagensi za aparat Cielo 6 Azure Biosystems RT PCR | 16 | VIASURE C. pneumoniae, M. pneumoniae & L. Pneumophila, 96T | RGN231979 | pakovanje | 96T | CerTest Biotech, S.L | VIASURE C. pneumoniae, M. pneumoniae & L. Pneumophila Real Time PCR Detection Kit | 111000 | 20% | East Diagnostics d.o.o. | 105-5/24 | 08.10.2024 | 08.10.2025
Reagensi, izuzev za transfuziju | 404-1-110/24-44 | 313 | Reagensi za aparat Cielo 6 Azure Biosystems RT PCR | 17 | VIASURE C. trachomatis (LGV) | RGN231980 | pakovanje | 96t | CerTest Biotech, S.L | VIASURE C. trachomatis (LGV) Real Time PCR Detection Kit | 92000 | 20% | East Diagnostics d.o.o. | 105-5/24 | 08.10.2024 | 08.10.2025
Reagensi, izuzev za transfuziju | 404-1-110/24-44 | 313 | Reagensi za aparat Cielo 6 Azure Biosystems RT PCR | 18 | VIASURE Sexually Transmitted Diseases, 48T | RGN231981 | pakovanje | 48T | CerTest Biotech, S.L | VIASURE Sexually Transmitted Diseases Real Time PCR Detection Kit | 90000 | 20% | East Diagnostics d.o.o. | 105-5/24 | 08.10.2024 | 08.10.2025
Reagensi, izuzev za transfuziju | 404-1-110/24-44 | 313 | Reagensi za aparat Cielo 6 Azure Biosystems RT PCR | 19 | VIASURE Herpes virus 1, Herpes virus 2 & Treponema pallidum Real Time PCR Detection Kit, 96T | RGN231982 | pakovanje | 96T | CerTest Biotech, S.L | VIASURE Herpes virus 1, Herpes virus 2 & Treponema pallidum Real Time PCR Detection Kit | 111000 | 20% | East Diagnostics d.o.o. | 105-5/24 | 08.10.2024 | 08.10.2025
Reagensi, izuzev za transfuziju | 404-1-110/24-44 | 313 | Reagensi za aparat Cielo 6 Azure Biosystems RT PCR | 20 | VIASURE Herpes virus 1, Herpes virus 2 & Varicella Zoster Virus Real Time PCR Detection Kit, 96T | RGN231983 | pakovanje | 96T | CerTest Biotech, S.L | VIASURE Herpes virus 1, Herpes virus 2 & Varicella Zoster Virus Real Time PCR Detection Kit | 111000 | 20% | East Diagnostics d.o.o. | 105-5/24 | 08.10.2024 | 08.10.2025
Reagensi, izuzev za transfuziju | 404-1-110/24-44 | 313 | Reagensi za aparat Cielo 6 Azure Biosystems RT PCR | 21 | VIASURE High-Risk Human Papilloma Virus Real Time PCR Detection Kit, 48T | RGN231984 | pakovanje | 48T | CerTest Biotech, S.L | VIASURE High-Risk Human Papilloma Virus Real Time PCR Detection Kit | 98000 | 20% | East Diagnostics d.o.o. | 105-5/24 | 08.10.2024 | 08.10.2025
Reagensi, izuzev za transfuziju | 404-1-110/24-44 | 313 | Reagensi za aparat Cielo 6 Azure Biosystems RT PCR | 22 | VIASURE West Nile Virus Real Time PCR Detection Kit | RGN231985 | pakovanje | Kit | CerTest Biotech, S.L | VIASURE West Nile Virus Real Time PCR Detection Kit | 74000 | 20% | East Diagnostics d.o.o. | 105-5/24 | 08.10.2024 | 08.10.2025
Reagensi, izuzev za transfuziju | 404-1-110/24-44 | 313 | Reagensi za aparat Cielo 6 Azure Biosystems RT PCR | 23 | VIASURE Flu A+B, 96T | RGN231986 | pakovanje | 96T | CerTest Biotech, S.L | VIASURE Flu A+B Real Time PCR Detection Kit | 92000 | 20% | East Diagnostics d.o.o. | 105-5/24 | 08.10.2024 | 08.10.2025
Reagensi, izuzev za transfuziju | 404-1-110/24-44 | 313 | Reagensi za aparat Cielo 6 Azure Biosystems RT PCR | 24 | VIASURE Rotavirus Real Time PCR Detection Kit, 96t | RGN231987 | pakovanje | 96t | CerTest Biotech, S.L | VIASURE Rotavirus Real Time PCR Detection Kit | 74000 | 20% | East Diagnostics d.o.o. | 105-5/24 | 08.10.2024 | 08.10.2025
Reagensi, izuzev za transfuziju | 404-1-110/24-44 | 313 | Reagensi za aparat Cielo 6 Azure Biosystems RT PCR | 25 | VIASURE Adenovirus Real Time PCR Detection Kit, 96t | RGN231988 | pakovanje | 96t | CerTest Biotech, S.L | VIASURE Adenovirus Real Time PCR Detection Kit | 74000 | 20% | East Diagnostics d.o.o. | 105-5/24 | 08.10.2024 | 08.10.2025
Reagensi, izuzev za transfuziju | 404-1-110/24-44 | 313 | Reagensi za aparat Cielo 6 Azure Biosystems RT PCR | 26 | VIASURE Helicobacter pylori Real Time PCR Detection Kit, 96t | RGN231989 | pakovanje | 96t | CerTest Biotech, S.L | VIASURE Helicobacter pylori Real Time PCR Detection Kit | 88900 | 20% | East Diagnostics d.o.o. | 105-5/24 | 08.10.2024 | 08.10.2025
Reagensi, izuzev za transfuziju | 404-1-110/24-44 | 313 | Reagensi za aparat Cielo 6 Azure Biosystems RT PCR | 27 | VIASURE Salmonella Real Time PCR Detection Kit, 96t | RGN231990 | pakovanje | 96t | CerTest Biotech, S.L | VIASURE Salmonella Real Time PCR Detection Kit | 66000 | 20% | East Diagnostics d.o.o. | 105-5/24 | 08.10.2024 | 08.10.2025
Reagensi, izuzev za transfuziju | 404-1-110/24-44 | 313 | Reagensi za aparat Cielo 6 Azure Biosystems RT PCR | 28 | VIASURE Salmonella, Campylobacter & Shigella Real Time PCR Detection, 96t | RGN231991 | pakovanje | 96t | CerTest Biotech, S.L | VIASURE Salmonella, Campylobacter & Shigella/EIEC Real Time PCR Detection Kit | 111000 | 20% | East Diagnostics d.o.o. | 105-5/24 | 08.10.2024 | 08.10.2025
Reagensi, izuzev za transfuziju | 404-1-110/24-44 | 313 | Reagensi za aparat Cielo 6 Azure Biosystems RT PCR | 29 | VIASURE E. coli Typing Real Time PCR Detection Kit, 48t | RGN231992 | pakovanje | 48t | CerTest Biotech, S.L | VIASURE E. coli Typing Real Time PCR Detection Kit | 82000 | 20% | East Diagnostics d.o.o. | 105-5/24 | 08.10.2024 | 08.10.2025
Reagensi, izuzev za transfuziju | 404-1-110/24-44 | 313 | Reagensi za aparat Cielo 6 Azure Biosystems RT PCR | 30 | VIASURE Parainfluenza (1,3 & 2,4) Real Time PCR Detection Kit, 48t | RGN231993 | pakovanje | 48t | CerTest Biotech, S.L | VIASURE Parainfluenza (1,3 & 2,4) Real Time PCR Detection Kit | 71000 | 20% | East Diagnostics d.o.o. | 105-5/24 | 08.10.2024 | 08.10.2025
Reagensi, izuzev za transfuziju | 404-1-110/24-44 | 313 | Reagensi za aparat Cielo 6 Azure Biosystems RT PCR | 31 | VIASURE SARS-CoV-2, Flu & RSV Real Time PCR Detection Kit | RGN231994 | pakovanje | 96t | CerTest Biotech, S.L | VIASURE SARS-CoV-2, Flu & RSV Real Time PCR Detection Kit | 154000 | 20% | East Diagnostics d.o.o. | 105-5/24 | 08.10.2024 | 08.10.2025
Reagensi, izuzev za transfuziju | 404-1-110/24-44 | 313 | Reagensi za aparat Cielo 6 Azure Biosystems RT PCR | 32 | VIASURE Flu A, Flu B, SARS-CoV Real Time PCR Detection kiit, 96T | RGN231995 | pakovanje | 96t | CerTest Biotech, S.L | VIASURE Flu A, Flu B, SARS-CoV Real Time PCR Detection Kit | 115000 | 20% | East Diagnostics d.o.o. | 105-5/24 | 08.10.2024 | 08.10.2025
Reagensi, izuzev za transfuziju | 404-1-110/24-44 | 313 | Reagensi za aparat Cielo 6 Azure Biosystems RT PCR | 33 | VIASURE M. tuberculosis complex Real Time PCR Detection Kit, 96t | RGN231996 | pakovanje | 96t | CerTest Biotech, S.L | VIASURE M. tuberculosis complex Real Time PCR Detection Kit | 67000 | 20% | East Diagnostics d.o.o. | 105-5/24 | 08.10.2024 | 08.10.2025
Reagensi, izuzev za transfuziju | 404-1-110/24-44 | 313 | Reagensi za aparat Cielo 6 Azure Biosystems RT PCR | 34 | VIASURE C. albicans, G. vaginalis & T. vaginalis Real Time PCR Detection Kit, 96t | RGN231997 | pakovanje | 96t | CerTest Biotech, S.L | VIASURE C. albicans, G. vaginalis & T. vaginalis Real Time PCR Detection Kit | 111000 | 20% | East Diagnostics d.o.o. | 105-5/24 | 08.10.2024 | 08.10.2025
Reagensi, izuzev za transfuziju | 404-1-110/24-44 | 313 | Reagensi za aparat Cielo 6 Azure Biosystems RT PCR | 35 | VIASURE Papilloma Virus 16 + 18 Real Time PCR Detection Kit, 96t | RGN231998 | pakovanje | 96t | CerTest Biotech, S.L | VIASURE Papilloma Virus 16 + 18 Real Time PCR Detection Kit | 92000 | 20% | East Diagnostics d.o.o. | 105-5/24 | 08.10.2024 | 08.10.2025
Reagensi, izuzev za transfuziju | 404-1-110/24-44 | 313 | Reagensi za aparat Cielo 6 Azure Biosystems RT PCR | 36 | VIASURE Treponema pallidium Real Time PCR Detection Kit, 96t | RGN231999 | pakovanje | 96t | CerTest Biotech, S.L | VIASURE Treponema pallidium Real Time PCR Detection Kit, | 74000 | 20% | East Diagnostics d.o.o. | 105-5/24 | 08.10.2024 | 08.10.2025
Reagensi, izuzev za transfuziju | 404-1-110/24-44 | 313 | Reagensi za aparat Cielo 6 Azure Biosystems RT PCR | 37 | VIASURE N. gonorrhoeae + C. trachomatis Real Time PCR Detection 96t | RGN232000 | pakovanje | 96t | CerTest Biotech, S.L | VIASURE N. gonorrhoeae + C. trachomatis Real Time PCR Detection Kit | 89000 | 20% | East Diagnostics d.o.o. | 105-5/24 | 08.10.2024 | 08.10.2025
Reagensi, izuzev za transfuziju | 404-1-110/24-44 | 313 | Reagensi za aparat Cielo 6 Azure Biosystems RT PCR | 38 | VIASURE H. influenzae, N. meningitidis & S. pneumoniae Real Time PCR Detection Kit, 96t | RGN232001 | pakovanje | 96t | CerTest Biotech, S.L | VIASURE H. influenzae, N. meningitidis & S. pneumoniae Real Time PCR Detection Kit | 111000 | 20% | East Diagnostics d.o.o. | 105-5/24 | 08.10.2024 | 08.10.2025
Reagensi, izuzev za transfuziju | 404-1-110/24-44 | 313 | Reagensi za aparat Cielo 6 Azure Biosystems RT PCR | 39 | VIASURE S. agalactiae, L. monocytogenes & E.coli Real Time PCR Detection Kit, 96t | RGN232002 | pakovanje | 96t | CerTest Biotech, S.L | VIASURE S. agalactiae, L. monocytogenes & E.coli Real Time PCR Detection Kit | 111000 | 20% | East Diagnostics d.o.o. | 105-5/24 | 08.10.2024 | 08.10.2025
Reagensi, izuzev za transfuziju | 404-1-110/24-44 | 313 | Reagensi za aparat Cielo 6 Azure Biosystems RT PCR | 40 | VIASURE H. pylori + Clarithromycin resistance Real Time PCR Detection, 96t | RGN232003 | pakovanje | 96t | CerTest Biotech, S.L | VIASURE H. pylori + Clarithromycin resistance Real Time PCR Detection Kit | 92000 | 20% | East Diagnostics d.o.o. | 105-5/24 | 08.10.2024 | 08.10.2025
Reagensi, izuzev za transfuziju | 404-1-110/24-44 | 313 | Reagensi za aparat Cielo 6 Azure Biosystems RT PCR | 41 | VIASURE Vancomycin resistance Real Time PCR Detection Kit, 96t | RGN232004 | pakovanje | 96t | CerTest Biotech, S.L | VIASURE Vancomycin resistance Real Time PCR Detection Kit | 74000 | 20% | East Diagnostics d.o.o. | 105-5/24 | 08.10.2024 | 08.10.2025
Reagensi, izuzev za transfuziju | 404-1-110/24-44 | 313 | Reagensi za aparat Cielo 6 Azure Biosystems RT PCR | 42 | VIASURE Methicillin-resistant Staphylococcus aureus Real Time PCR Detection Kit, 48t | RGN232005 | pakovanje | 48t | CerTest Biotech, S.L | VIASURE Methicillin-resistant Staphylococcus aureus Real Time PCR Detection Kit | 92000 | 20% | East Diagnostics d.o.o. | 105-5/24 | 08.10.2024 | 08.10.2025
Reagensi, izuzev za transfuziju | 404-1-110/24-44 | 313 | Reagensi za aparat Cielo 6 Azure Biosystems RT PCR | 43 | VIASURE BK+JC Virus Real Time PCR Detection Kit, 96t | RGN232006 | pakovanje | 96t | CerTest Biotech, S.L | VIASURE BK+JC Virus Real Time PCR Detection Kit | 92000 | 20% | East Diagnostics d.o.o. | 105-5/24 | 08.10.2024 | 08.10.2025
Reagensi, izuzev za transfuziju | 404-1-110/24-44 | 313 | Reagensi za aparat Cielo 6 Azure Biosystems RT PCR | 44 | VIASURE Human Herpes Virus 6, 7 & 8 Real Time PCR Detection Kit , 96t | RGN232007 | pakovanje | 96t | CerTest Biotech, S.L | VIASURE Human Herpes Virus 6, 7 & 8 Real Time PCR Detection Kit | 111000 | 20% | East Diagnostics d.o.o. | 105-5/24 | 08.10.2024 | 08.10.2025
Reagensi, izuzev za transfuziju | 404-1-110/24-44 | 313 | Reagensi za aparat Cielo 6 Azure Biosystems RT PCR | 45 | VIASURE Zika Virus Real Time PCR Detection, 96t | RGN232008 | pakovanje | 96t | CerTest Biotech, S.L | VIASURE Zika Virus Real Time PCR Detection Kit | 74000 | 20% | East Diagnostics d.o.o. | 105-5/24 | 08.10.2024 | 08.10.2025
Reagensi, izuzev za transfuziju | 404-1-110/24-44 | 313 | Reagensi za aparat Cielo 6 Azure Biosystems RT PCR | 46 | VIASURE Zika, Dengue & Chikungunya Real Time PCR Detection Kit, 96t | RGN232009 | pakovanje | 96t | CerTest Biotech, S.L | VIASURE Zika, Dengue & Chikungunya Real Time PCR Detection Kit | 111000 | 20% | East Diagnostics d.o.o. | 105-5/24 | 08.10.2024 | 08.10.2025
Reagensi, izuzev za transfuziju | 404-1-110/24-44 | 313 | Reagensi za aparat Cielo 6 Azure Biosystems RT PCR | 47 | VIASURE Malaria differentiation Real Time PCR Detection Kit 12 strips, 48t | RGN232010 | pakovanje | 48t | CerTest Biotech, S.L | VIASURE Malaria differentiation Real Time PCR Detection Kit | 96000 | 20% | East Diagnostics d.o.o. | 105-5/24 | 08.10.2024 | 08.10.2025
Reagensi, izuzev za transfuziju | 404-1-110/24-44 | 313 | Reagensi za aparat Cielo 6 Azure Biosystems RT PCR | 48 | VIASURE Sexual health Panel I Real Time PCR Detection Kit, 24t | RGN232011 | pakovanje | 24t | CerTest Biotech, S.L | VIASURE Sexual health Panel I Real Time PCR Detection Kit | 59000 | 20% | East Diagnostics d.o.o. | 105-5/24 | 08.10.2024 | 08.10.2025
Reagensi, izuzev za transfuziju | 404-1-110/24-44 | 313 | Reagensi za aparat Cielo 6 Azure Biosystems RT PCR | 49 | VIASURE Monekypox virus Real Time PCR Detection Kit | RGN232012 | pakovanje | 96T | CerTest Biotech, S.L | VIASURE Monekypox virus Real Time PCR Detection Kit | 117600 | 20% | East Diagnostics d.o.o. | 105-5/24 | 08.10.2024 | 08.10.2025
Reagensi, izuzev za transfuziju | 404-1-110/24-44 | 313 | Reagensi za aparat Cielo 6 Azure Biosystems RT PCR | 50 | Mycoplasma Pneumoniae DNA Fluorescence Diagnostic Kit(PCR-Fluorescence Probing),48T | RGN232013 | pakovanje | 48T | Sansure Biotech inc | Mycoplasma Pneumoniae DNA Fluorescence Diagnostic Kit(PCR-Fluorescence Probing) | 50000 | 20% | East Diagnostics d.o.o. | 105-5/24 | 08.10.2024 | 08.10.2025
Reagensi, izuzev za transfuziju | 404-1-110/24-44 | 313 | Reagensi za aparat Cielo 6 Azure Biosystems RT PCR | 51 | Mycobacterium Tuberculosis DNA Fluorescence Diagnostic Kit (PCR Fluorescence Probing),48T | RGN232014 | pakovanje | 48T | Sansure Biotech inc | Mycobacterium Tuberculosis DNA Fluorescence Diagnostic Kit (PCR Fluorescence Probing) | 50000 | 20% | East Diagnostics d.o.o. | 105-5/24 | 08.10.2024 | 08.10.2025
Reagensi, izuzev za transfuziju | 404-1-110/24-44 | 313 | Reagensi za aparat Cielo 6 Azure Biosystems RT PCR | 52 | Adenovirus DNA Fluorescence Diagnostic Kit(PCR-Fluorescence Probing), 48T | RGN232015 | pakovanje | 48T | Sansure Biotech inc | Respiratory Adenovirus DNA Diagnostic Kit (PCR-Fluorescence Probing) | 50000 | 20% | East Diagnostics d.o.o. | 105-5/24 | 08.10.2024 | 08.10.2025
Reagensi, izuzev za transfuziju | 404-1-110/24-44 | 313 | Reagensi za aparat Cielo 6 Azure Biosystems RT PCR | 53 | 15 High-risk Human Papillomavirus DNA Diagnostic Kit (PCR-Fluorescence Probing), 48T | RGN232016 | pakovanje | 48T | Sansure Biotech inc | 15 High-risk Human Papillomavirus DNA Diagnostic Kit (PCR-Fluorescence Probing) | 54000 | 20% | East Diagnostics d.o.o. | 105-5/24 | 08.10.2024 | 08.10.2025
Reagensi, izuzev za transfuziju | 404-1-110/24-44 | 313 | Reagensi za aparat Cielo 6 Azure Biosystems RT PCR | 54 | High-risk Human Papillomavirus DNA (Genotype) Diagnostic Kit (PCR-Fluorescence Probing), 24T | RGN232017 | pakovanje | 24T | Sansure Biotech inc | High-risk Human Papillomavirus DNA (Genotype) Diagnostic Kit (PCR-Fluorescence Probing) | 33000 | 20% | East Diagnostics d.o.o. | 105-5/24 | 08.10.2024 | 08.10.2025
Reagensi, izuzev za transfuziju | 404-1-110/24-44 | 313 | Reagensi za aparat Cielo 6 Azure Biosystems RT PCR | 55 | Chlamydia Trachomatis DNA Fluorescence Diagnostic Kit (PCR-Fluorescence Probing), 48T | RGN232018 | pakovanje | 48T | Sansure Biotech inc | Chlamydia Trachomatis DNA Fluorescence Diagnostic Kit (PCR-Fluorescence Probing) | 50000 | 20% | East Diagnostics d.o.o. | 105-5/24 | 08.10.2024 | 08.10.2025
Reagensi, izuzev za transfuziju | 404-1-110/24-44 | 313 | Reagensi za aparat Cielo 6 Azure Biosystems RT PCR | 56 | Chlamydia Trachomatis/Neisseria Gonorrhoeae/Ureaplasma Urealyticum DNA Fluorescence Diagnostic Kit (PCR-Fluorescence Probing), 48T | RGN232019 | pakovanje | 48T | Sansure Biotech inc | Chlamydia Trachomatis/Neisseria Gonorrhoeae/Ureaplasma Urealyticum DNA Fluorescence Diagnostic Kit (PCR-Fluorescence Probing) | 65000 | 20% | East Diagnostics d.o.o. | 105-5/24 | 08.10.2024 | 08.10.2025
Reagensi, izuzev za transfuziju | 404-1-110/24-44 | 313 | Reagensi za aparat Cielo 6 Azure Biosystems RT PCR | 57 | Neisseria Gonorrhoeae DNA Fluorescence Diagnostic Kit (PCR-Fluorescence Probing) | RGN232020 | pakovanje | 48t | Sansure Biotech inc | Neisseria Gonorrhoeae DNA Fluorescence Diagnostic Kit (PCR-Fluorescence Probing) | 65000 | 20% | East Diagnostics d.o.o. | 105-5/24 | 08.10.2024 | 08.10.2025
Reagensi, izuzev za transfuziju | 404-1-110/24-44 | 313 | Reagensi za aparat Cielo 6 Azure Biosystems RT PCR | 58 | Epstein-Barr Virus DNA Quantitative Fluorescence Diagnostic Kit(PCR-Fluorescence Probing), 48t | RGN232021 | pakovanje | 48t | Sansure Biotech inc | Epstein-Barr Virus DNA Quantitative Fluorescence Diagnostic Kit(PCR-Fluorescence Probing) | 50000 | 20% | East Diagnostics d.o.o. | 105-5/24 | 08.10.2024 | 08.10.2025
Reagensi, izuzev za transfuziju | 404-1-110/24-44 | 313 | Reagensi za aparat Cielo 6 Azure Biosystems RT PCR | 59 | Human Cytomegalovirus DNA Quantitative Fluorescence Diagnostic Kit (PCR-Fluorescence Probing), 48t | RGN232022 | pakovanje | 48t | Sansure Biotech inc | Human Cytomegalovirus DNA Quantitative Fluorescence Diagnostic Kit (PCR-Fluorescence Probing) | 50000 | 20% | East Diagnostics d.o.o. | 105-5/24 | 08.10.2024 | 08.10.2025
Reagensi, izuzev za transfuziju | 404-1-110/24-44 | 313 | Reagensi za aparat Cielo 6 Azure Biosystems RT PCR | 60 | Fast Gene 96-well PCR Plate 0.1 ml, non-skirted FG-170350 | RGN232023 | pakovanje | 50 kom | Nippon Genetics Europe GmbH | Fast Gene 96-well PCR Plate 0.1 ml, non-skirted FG-170350 | 17600 | 20% | East Diagnostics d.o.o. | 105-5/24 | 08.10.2024 | 08.10.2025
Reagensi, izuzev za transfuziju | 404-1-110/24-44 | 313 | Reagensi za aparat Cielo 6 Azure Biosystems RT PCR | 61 | White 8-well PCR Tube Strips 0.1 ml with Flat Cap Strips FG-019FC | RGN232024 | pakovanje | 125 kom | Nippon Genetics Europe GmbH | White 8-well PCR Tube Strips 0.1 ml with Flat Cap Strips FG-019FC | 14018 | 20% | East Diagnostics d.o.o. | 105-5/24 | 08.10.2024 | 08.10.2025
Reagensi, izuzev za transfuziju | 404-1-110/24-44 | 313 | Reagensi za aparat Cielo 6 Azure Biosystems RT PCR | 62 | FastGene Adhesive PCR Foil FG-93AC2 | RGN232025 | pakovanje | 100 kom | Nippon Genetics Europe GmbH | FastGene Adhesive PCR Foil FG-93AC2 | 14500 | 20% | East Diagnostics d.o.o. | 105-5/24 | 08.10.2024 | 08.10.2025
Reagensi, izuzev za transfuziju | 404-1-110/24-44 | 316 | Paleta antitela za retke bolesti | 1 | BAG3 (ab112016) | RGN217226 | pakovanje | 50 µg | Abcam | BAG3 (ab112016) | 72630 | 20% | Galen-Fokus d.o.o. | 105-9/24 | 14.10.2024 | 14.10.2025
Reagensi, izuzev za transfuziju | 404-1-110/24-44 | 316 | Paleta antitela za retke bolesti | 2 | Spectrin | RGN217227 | pakovanje | 7mL RTU | Cell Marque | Spectrin | 60600 | 20% | Galen-Fokus d.o.o. | 105-9/24 | 14.10.2024 | 14.10.2025
Reagensi, izuzev za transfuziju | 404-1-110/24-44 | 316 | Paleta antitela za retke bolesti | 3 | C5b9 (ab55811) | RGN217228 | pakovanje | 100 µg | Abcam | C5b9 (ab55811) | 78180 | 20% | Galen-Fokus d.o.o. | 105-9/24 | 14.10.2024 | 14.10.2025
Reagensi, izuzev za transfuziju | 404-1-110/24-44 | 316 | Paleta antitela za retke bolesti | 4 | Calpain3 (ab223766) | RGN217229 | pakovanje | 100 µg | Abcam | Calpain3 (ab223766) | 74000 | 20% | Galen-Fokus d.o.o. | 105-9/24 | 14.10.2024 | 14.10.2025
Reagensi, izuzev za transfuziju | 404-1-110/24-44 | 316 | Paleta antitela za retke bolesti | 5 | Myotilin (Cardiac Actin) | RGN217230 | pakovanje | 1mL conc | Leica | Myotilin (Cardiac Actin) | 51000 | 20% | Galen-Fokus d.o.o. | 105-9/24 | 14.10.2024 | 14.10.2025
Reagensi, izuzev za transfuziju | 404-1-110/24-44 | 316 | Paleta antitela za retke bolesti | 6 | Caveolin-3 (ab249773) | RGN217231 | pakovanje | 100 µg | Abcam | Caveolin-3 (ab249773) | 122640 | 20% | Galen-Fokus d.o.o. | 105-9/24 | 14.10.2024 | 14.10.2025
Reagensi, izuzev za transfuziju | 404-1-110/24-44 | 316 | Paleta antitela za retke bolesti | 7 | CD138 | RGN217232 | pakovanje | 7mL RTU | Leica | CD138 | 43700 | 20% | Galen-Fokus d.o.o. | 105-9/24 | 14.10.2024 | 14.10.2025
Reagensi, izuzev za transfuziju | 404-1-110/24-44 | 316 | Paleta antitela za retke bolesti | 8 | CD169 (ab245735) | RGN217233 | pakovanje | 100 µg | Abcam | CD169 (ab245735) | 120500 | 20% | Galen-Fokus d.o.o. | 105-9/24 | 14.10.2024 | 14.10.2025
Reagensi, izuzev za transfuziju | 404-1-110/24-44 | 316 | Paleta antitela za retke bolesti | 9 | CD20 | RGN217234 | pakovanje | 0,5mL conc | Leica | CD20 | 69960 | 20% | Galen-Fokus d.o.o. | 105-9/24 | 14.10.2024 | 14.10.2025
Reagensi, izuzev za transfuziju | 404-1-110/24-44 | 316 | Paleta antitela za retke bolesti | 10 | CD31 (PECAM-1) | RGN217235 | pakovanje | 1 mL conc | Leica | CD31 (PECAM-1) | 98900 | 20% | Galen-Fokus d.o.o. | 105-9/24 | 14.10.2024 | 14.10.2025
Reagensi, izuzev za transfuziju | 404-1-110/24-44 | 316 | Paleta antitela za retke bolesti | 11 | CD4 | RGN217236 | pakovanje | 1 mL conc | Leica | CD4 | 98900 | 20% | Galen-Fokus d.o.o. | 105-9/24 | 14.10.2024 | 14.10.2025
Reagensi, izuzev za transfuziju | 404-1-110/24-44 | 316 | Paleta antitela za retke bolesti | 12 | CD68 | RGN217237 | pakovanje | 1 mL conc | Leica | CD68 | 64440 | 20% | Galen-Fokus d.o.o. | 105-9/24 | 14.10.2024 | 14.10.2025
Reagensi, izuzev za transfuziju | 404-1-110/24-44 | 316 | Paleta antitela za retke bolesti | 13 | CD8 | RGN217238 | pakovanje | 1 mL conc | Leica | CD8 | 98900 | 20% | Galen-Fokus d.o.o. | 105-9/24 | 14.10.2024 | 14.10.2025
Reagensi, izuzev za transfuziju | 404-1-110/24-44 | 316 | Paleta antitela za retke bolesti | 14 | CD56 (NCAM) | RGN217239 | pakovanje | 1 mL conc | Leica | CD56 (NCAM) | 76700 | 20% | Galen-Fokus d.o.o. | 105-9/24 | 14.10.2024 | 14.10.2025
Reagensi, izuzev za transfuziju | 404-1-110/24-44 | 316 | Paleta antitela za retke bolesti | 15 | CLCN1 (ab189857) | RGN217240 | pakovanje | 100 µL | Abcam | CLCN1 (ab189857) | 74070 | 20% | Galen-Fokus d.o.o. | 105-9/24 | 14.10.2024 | 14.10.2025
Reagensi, izuzev za transfuziju | 404-1-110/24-44 | 316 | Paleta antitela za retke bolesti | 16 | Collagen IV | RGN217241 | pakovanje | 1mL conc | Dako/Agilent | Collagen IV | 99990 | 20% | Galen-Fokus d.o.o. | 105-9/24 | 14.10.2024 | 14.10.2025
Reagensi, izuzev za transfuziju | 404-1-110/24-44 | 316 | Paleta antitela za retke bolesti | 17 | Collagen VI (ab182744) | RGN242040 | pakovanje | 100 µg | Biorbyt | Collagen Type VI antibody, orb625930 | 56350 | 20% | Galen-Fokus d.o.o. | 105-9/24 | 14.10.2024 | 14.10.2025
Reagensi, izuzev za transfuziju | 404-1-110/24-44 | 316 | Paleta antitela za retke bolesti | 18 | Desmin | RGN233728 | pakovanje | 1mL conc | Leica | Desmin | 64750 | 20% | Galen-Fokus d.o.o. | 105-9/24 | 14.10.2024 | 14.10.2025
Reagensi, izuzev za transfuziju | 404-1-110/24-44 | 316 | Paleta antitela za retke bolesti | 19 | DHPR (ab238110) | RGN217244 | pakovanje | 100 µg | Abcam | DHPR (ab238110) | 71650 | 20% | Galen-Fokus d.o.o. | 105-9/24 | 14.10.2024 | 14.10.2025
Reagensi, izuzev za transfuziju | 404-1-110/24-44 | 316 | Paleta antitela za retke bolesti | 20 | Dysferlin-Hamlet 1 | RGN217245 | pakovanje | 1mL conc | Leica | Dysferlin-Hamlet 1 | 63250 | 20% | Galen-Fokus d.o.o. | 105-9/24 | 14.10.2024 | 14.10.2025
Reagensi, izuzev za transfuziju | 404-1-110/24-44 | 316 | Paleta antitela za retke bolesti | 21 | Dysferlin-Hamlet 3 | RGN217246 | pakovanje | 1mL conc | Leica | Dysferlin-Hamlet 3 | 63250 | 20% | Galen-Fokus d.o.o. | 105-9/24 | 14.10.2024 | 14.10.2025
Reagensi, izuzev za transfuziju | 404-1-110/24-44 | 316 | Paleta antitela za retke bolesti | 22 | Dystroglycan α (ab151979) | RGN217247 | pakovanje | 100 µg | Abcam | Dystroglycan α (ab151979) | 85200 | 20% | Galen-Fokus d.o.o. | 105-9/24 | 14.10.2024 | 14.10.2025
Reagensi, izuzev za transfuziju | 404-1-110/24-44 | 316 | Paleta antitela za retke bolesti | 23 | Dystroglycan (ab136665) | RGN217248 | pakovanje | 50 µg | Abcam | Dystroglycan (ab136665) | 72600 | 20% | Galen-Fokus d.o.o. | 105-9/24 | 14.10.2024 | 14.10.2025
Reagensi, izuzev za transfuziju | 404-1-110/24-44 | 316 | Paleta antitela za retke bolesti | 24 | Beta-Dystroglycan | RGN217249 | pakovanje | 1mL lyophilized | Leica | Beta-Dystroglycan | 39670 | 20% | Galen-Fokus d.o.o. | 105-9/24 | 14.10.2024 | 14.10.2025
Reagensi, izuzev za transfuziju | 404-1-110/24-44 | 316 | Paleta antitela za retke bolesti | 25 | Dystrophin A | RGN217250 | pakovanje | 1mL lyophilized | Leica | Dystrophin A | 60150 | 20% | Galen-Fokus d.o.o. | 105-9/24 | 14.10.2024 | 14.10.2025
Reagensi, izuzev za transfuziju | 404-1-110/24-44 | 316 | Paleta antitela za retke bolesti | 26 | Dystrophin 1 (Rod Domain) | RGN217251 | pakovanje | 2,5mL lyophilized | Leica | Dystrophin 1 (Rod Domain) | 66700 | 20% | Galen-Fokus d.o.o. | 105-9/24 | 14.10.2024 | 14.10.2025
Reagensi, izuzev za transfuziju | 404-1-110/24-44 | 316 | Paleta antitela za retke bolesti | 27 | Dystrophin B | RGN217252 | pakovanje | 1mL lyophilized | Leica | Dystrophin B | 60150 | 20% | Galen-Fokus d.o.o. | 105-9/24 | 14.10.2024 | 14.10.2025
Reagensi, izuzev za transfuziju | 404-1-110/24-44 | 316 | Paleta antitela za retke bolesti | 28 | Dystrophin 2 (C-terminus) | RGN217253 | pakovanje | 2,5mL lyophilized | Leica | Dystrophin 2 (C-terminus) | 66700 | 20% | Galen-Fokus d.o.o. | 105-9/24 | 14.10.2024 | 14.10.2025
Reagensi, izuzev za transfuziju | 404-1-110/24-44 | 316 | Paleta antitela za retke bolesti | 29 | Dystrophin 3 (N-terminus) | RGN217254 | pakovanje | 2,5mL lyophilized | Leica | Dystrophin 3 (N-terminus) | 66700 | 20% | Galen-Fokus d.o.o. | 105-9/24 | 14.10.2024 | 14.10.2025
Reagensi, izuzev za transfuziju | 404-1-110/24-44 | 316 | Paleta antitela za retke bolesti | 30 | Myosin Heavy Chain-Fast | RGN217256 | pakovanje | 1mL lyophilized | Leica | Myosin Heavy Chain-Fast | 50600 | 20% | Galen-Fokus d.o.o. | 105-9/24 | 14.10.2024 | 14.10.2025
Reagensi, izuzev za transfuziju | 404-1-110/24-44 | 316 | Paleta antitela za retke bolesti | 31 | Myosin Heavy Chain-Neonatal | RGN217257 | pakovanje | 1mL lyophilized | Leica | Myosin Heavy Chain-Neonatal | 50600 | 20% | Galen-Fokus d.o.o. | 105-9/24 | 14.10.2024 | 14.10.2025
Reagensi, izuzev za transfuziju | 404-1-110/24-44 | 316 | Paleta antitela za retke bolesti | 32 | Myosin Heavy Chain-Slow | RGN217258 | pakovanje | 1mL lyophilized | Leica | Myosin Heavy Chain-Slow | 50600 | 20% | Galen-Fokus d.o.o. | 105-9/24 | 14.10.2024 | 14.10.2025
Reagensi, izuzev za transfuziju | 404-1-110/24-44 | 316 | Paleta antitela za retke bolesti | 33 | FHL1 (ab255828) | RGN217260 | pakovanje | 100 µg | Abcam | FHL1 (ab255828) | 77770 | 20% | Galen-Fokus d.o.o. | 105-9/24 | 14.10.2024 | 14.10.2025
Reagensi, izuzev za transfuziju | 404-1-110/24-44 | 316 | Paleta antitela za retke bolesti | 34 | Filamin-C (ab244284) | RGN217261 | pakovanje | 100 µg | Abcam | Filamin-C (ab244284) | 84750 | 20% | Galen-Fokus d.o.o. | 105-9/24 | 14.10.2024 | 14.10.2025
Reagensi, izuzev za transfuziju | 404-1-110/24-44 | 316 | Paleta antitela za retke bolesti | 35 | HSP70 (ab2787) | RGN233729 | pakovanje | 250 µg | Cell Marque | HSP70 (ab2787) | 40000 | 20% | Galen-Fokus d.o.o. | 105-9/24 | 14.10.2024 | 14.10.2025
Reagensi, izuzev za transfuziju | 404-1-110/24-44 | 316 | Paleta antitela za retke bolesti | 36 | HSP90 (ab203085) | RGN217263 | pakovanje | 100 µg | Abcam | HSP90 (ab203085) | 72600 | 20% | Galen-Fokus d.o.o. | 105-9/24 | 14.10.2024 | 14.10.2025
Reagensi, izuzev za transfuziju | 404-1-110/24-44 | 316 | Paleta antitela za retke bolesti | 37 | Immunoglobulin light chains Kappa | RGN217264 | pakovanje | 7mL RTU | Leica | Immunoglobulin light chains Kappa | 27900 | 20% | Galen-Fokus d.o.o. | 105-9/24 | 14.10.2024 | 14.10.2025
Reagensi, izuzev za transfuziju | 404-1-110/24-44 | 316 | Paleta antitela za retke bolesti | 38 | Immunoglobulin light chains Lambda | RGN217265 | pakovanje | 7mL RTU | Leica | Immunoglobulin light chains Lambda | 27900 | 20% | Galen-Fokus d.o.o. | 105-9/24 | 14.10.2024 | 14.10.2025
Reagensi, izuzev za transfuziju | 404-1-110/24-44 | 316 | Paleta antitela za retke bolesti | 39 | Integrin alpha-7 (ab73261) | RGN217266 | pakovanje | 100 µg | Abcam | Integrin alpha-7 (ab73261) | 73950 | 20% | Galen-Fokus d.o.o. | 105-9/24 | 14.10.2024 | 14.10.2025
Reagensi, izuzev za transfuziju | 404-1-110/24-44 | 316 | Paleta antitela za retke bolesti | 40 | ISG15 3 (ab133346) | RGN217267 | pakovanje | 100 µg | Abcam | ISG15 3 (ab133346) | 67320 | 20% | Galen-Fokus d.o.o. | 105-9/24 | 14.10.2024 | 14.10.2025
Reagensi, izuzev za transfuziju | 404-1-110/24-44 | 316 | Paleta antitela za retke bolesti | 41 | Laminin β1 (ab109293) | RGN217269 | pakovanje | 100 µg | Abcam | Laminin β1 (ab109293) | 66600 | 20% | Galen-Fokus d.o.o. | 105-9/24 | 14.10.2024 | 14.10.2025
Reagensi, izuzev za transfuziju | 404-1-110/24-44 | 316 | Paleta antitela za retke bolesti | 42 | Laminin γ1 (ab233389) | RGN217270 | pakovanje | 100 µg | Abcam | Laminin γ1 (ab233389) | 72000 | 20% | Galen-Fokus d.o.o. | 105-9/24 | 14.10.2024 | 14.10.2025
Reagensi, izuzev za transfuziju | 404-1-110/24-44 | 316 | Paleta antitela za retke bolesti | 43 | Lamp2 (ab199946) | RGN217271 | pakovanje | 100 µg | Abcam | Lamp2 (ab199946) | 64500 | 20% | Galen-Fokus d.o.o. | 105-9/24 | 14.10.2024 | 14.10.2025
Reagensi, izuzev za transfuziju | 404-1-110/24-44 | 316 | Paleta antitela za retke bolesti | 44 | LC3 (ab192890) | RGN217272 | pakovanje | 100 µg | Abcam | LC3 (ab192890) | 85400 | 20% | Galen-Fokus d.o.o. | 105-9/24 | 14.10.2024 | 14.10.2025
Reagensi, izuzev za transfuziju | 404-1-110/24-44 | 316 | Paleta antitela za retke bolesti | 45 | MHC class 1 (ab15681) | RGN217273 | pakovanje | 50 µg | Abcam | MHC class 1 (ab15681) | 121200 | 20% | Galen-Fokus d.o.o. | 105-9/24 | 14.10.2024 | 14.10.2025
Reagensi, izuzev za transfuziju | 404-1-110/24-44 | 316 | Paleta antitela za retke bolesti | 46 | MHC-class 2 (ab180779) | RGN217274 | pakovanje | 100 µg | Abcam | MHC-class 2 (ab180779) | 80500 | 20% | Galen-Fokus d.o.o. | 105-9/24 | 14.10.2024 | 14.10.2025
Reagensi, izuzev za transfuziju | 404-1-110/24-44 | 316 | Paleta antitela za retke bolesti | 47 | Prohibitin (ab75766) | RGN217275 | pakovanje | 100 µg | Abcam | Prohibitin (ab75766) | 80500 | 20% | Galen-Fokus d.o.o. | 105-9/24 | 14.10.2024 | 14.10.2025
Reagensi, izuzev za transfuziju | 404-1-110/24-44 | 316 | Paleta antitela za retke bolesti | 48 | Multiple Myeloma Oncogene 1 (MUM-1) | RGN217276 | pakovanje | 7mL RTU | Leica | Multiple Myeloma Oncogene 1 (MUM-1) | 27900 | 20% | Galen-Fokus d.o.o. | 105-9/24 | 14.10.2024 | 14.10.2025
Reagensi, izuzev za transfuziju | 404-1-110/24-44 | 316 | Paleta antitela za retke bolesti | 49 | MxA (ab95926) | RGN217277 | pakovanje | 100 µg | Abcam | MxA (ab95926) | 73750 | 20% | Galen-Fokus d.o.o. | 105-9/24 | 14.10.2024 | 14.10.2025
Reagensi, izuzev za transfuziju | 404-1-110/24-44 | 316 | Paleta antitela za retke bolesti | 50 | p62 (ab109012) | RGN217279 | pakovanje | 100 µg | Abcam | p62 (ab109012) | 86250 | 20% | Galen-Fokus d.o.o. | 105-9/24 | 14.10.2024 | 14.10.2025
Reagensi, izuzev za transfuziju | 404-1-110/24-44 | 316 | Paleta antitela za retke bolesti | 51 | Perlecan (ab2501) | RGN217280 | pakovanje | 50 µg | Abcam | Perlecan (ab2501) | 74250 | 20% | Galen-Fokus d.o.o. | 105-9/24 | 14.10.2024 | 14.10.2025
Reagensi, izuzev za transfuziju | 404-1-110/24-44 | 316 | Paleta antitela za retke bolesti | 52 | Phalloidin (ab176751) | RGN217281 | pakovanje | 300 testova | Abcam | Phalloidin (ab176751) | 31500 | 20% | Galen-Fokus d.o.o. | 105-9/24 | 14.10.2024 | 14.10.2025
Reagensi, izuzev za transfuziju | 404-1-110/24-44 | 316 | Paleta antitela za retke bolesti | 53 | Rapid myosin (ab22149) | RGN217282 | pakovanje | 100 µg | Abcam | Rapid myosin (ab22149) | 89240 | 20% | Galen-Fokus d.o.o. | 105-9/24 | 14.10.2024 | 14.10.2025
Reagensi, izuzev za transfuziju | 404-1-110/24-44 | 316 | Paleta antitela za retke bolesti | 54 | RYR1 (ab2868) | RGN217283 | pakovanje | 100 µL | Abcam | RYR1 (ab2868) | 78400 | 20% | Galen-Fokus d.o.o. | 105-9/24 | 14.10.2024 | 14.10.2025
Reagensi, izuzev za transfuziju | 404-1-110/24-44 | 316 | Paleta antitela za retke bolesti | 55 | Sarcoglycans α | RGN217284 | pakovanje | 1mL conc | Leica | Sarcoglycans α | 51600 | 20% | Galen-Fokus d.o.o. | 105-9/24 | 14.10.2024 | 14.10.2025
Reagensi, izuzev za transfuziju | 404-1-110/24-44 | 316 | Paleta antitela za retke bolesti | 56 | Sarcoglycans β | RGN217285 | pakovanje | 1mL conc | Leica | Sarcoglycans β | 60830 | 20% | Galen-Fokus d.o.o. | 105-9/24 | 14.10.2024 | 14.10.2025
Reagensi, izuzev za transfuziju | 404-1-110/24-44 | 316 | Paleta antitela za retke bolesti | 57 | Sarcoglycans γ | RGN217286 | pakovanje | 1mL conc | Leica | Sarcoglycans γ | 63900 | 20% | Galen-Fokus d.o.o. | 105-9/24 | 14.10.2024 | 14.10.2025
Reagensi, izuzev za transfuziju | 404-1-110/24-44 | 316 | Paleta antitela za retke bolesti | 58 | Sarcoglycans δ | RGN217287 | pakovanje | 1mL conc | Leica | Sarcoglycans δ | 63050 | 20% | Galen-Fokus d.o.o. | 105-9/24 | 14.10.2024 | 14.10.2025
Reagensi, izuzev za transfuziju | 404-1-110/24-44 | 316 | Paleta antitela za retke bolesti | 59 | SERCA1 (ab2819) | RGN217289 | pakovanje | 100 µg | Abcam | SERCA1 (ab2819) | 81650 | 20% | Galen-Fokus d.o.o. | 105-9/24 | 14.10.2024 | 14.10.2025
Reagensi, izuzev za transfuziju | 404-1-110/24-44 | 316 | Paleta antitela za retke bolesti | 60 | SERCA2 (ab150435) | RGN217290 | pakovanje | 100 µg | Abcam | SERCA2 (ab150435) | 80400 | 20% | Galen-Fokus d.o.o. | 105-9/24 | 14.10.2024 | 14.10.2025
Reagensi, izuzev za transfuziju | 404-1-110/24-44 | 316 | Paleta antitela za retke bolesti | 61 | Slow myosin (ab11083) | RGN217291 | pakovanje | 50 µg | Abcam | Slow myosin (ab11083) | 80400 | 20% | Galen-Fokus d.o.o. | 105-9/24 | 14.10.2024 | 14.10.2025
Reagensi, izuzev za transfuziju | 404-1-110/24-44 | 316 | Paleta antitela za retke bolesti | 62 | STAC3 (ab67773) | RGN217293 | pakovanje | 50 µg | Abcam | STAC3 (ab67773) | 72100 | 20% | Galen-Fokus d.o.o. | 105-9/24 | 14.10.2024 | 14.10.2025
Reagensi, izuzev za transfuziju | 404-1-110/24-44 | 316 | Paleta antitela za retke bolesti | 63 | TDP-43 (ab109535) | RGN217294 | pakovanje | 100 µg | Abcam | TDP-43 (ab109535) | 80230 | 20% | Galen-Fokus d.o.o. | 105-9/24 | 14.10.2024 | 14.10.2025
Reagensi, izuzev za transfuziju | 404-1-110/24-44 | 316 | Paleta antitela za retke bolesti | 64 | Telethonin (ab248591) | RGN217295 | pakovanje | 100 µg | Abcam | Telethonin (ab248591) | 119640 | 20% | Galen-Fokus d.o.o. | 105-9/24 | 14.10.2024 | 14.10.2025
Reagensi, izuzev za transfuziju | 404-1-110/24-44 | 316 | Paleta antitela za retke bolesti | 65 | Transthyretin (ab75815) | RGN217296 | pakovanje | 100 µg | Abcam | Transthyretin (ab75815) | 80550 | 20% | Galen-Fokus d.o.o. | 105-9/24 | 14.10.2024 | 14.10.2025
Reagensi, izuzev za transfuziju | 404-1-110/24-44 | 316 | Paleta antitela za retke bolesti | 66 | Ubiquitin (ab134953) | RGN217297 | pakovanje | 100 µg | Abcam | Ubiquitin (ab134953) | 87760 | 20% | Galen-Fokus d.o.o. | 105-9/24 | 14.10.2024 | 14.10.2025
Reagensi, izuzev za transfuziju | 404-1-110/24-44 | 316 | Paleta antitela za retke bolesti | 67 | Utrophin (ab244363) | RGN217298 | pakovanje | 100 µg | Abcam | Utrophin (ab244363) | 81350 | 20% | Galen-Fokus d.o.o. | 105-9/24 | 14.10.2024 | 14.10.2025
Reagensi, izuzev za transfuziju | 404-1-110/24-44 | 316 | Paleta antitela za retke bolesti | 68 | α-actinin 2 (ab108198) | RGN217299 | pakovanje | 100 µg | Abcam | α-actinin 2 (ab108198) | 79250 | 20% | Galen-Fokus d.o.o. | 105-9/24 | 14.10.2024 | 14.10.2025
Reagensi, izuzev za transfuziju | 404-1-110/24-44 | 316 | Paleta antitela za retke bolesti | 69 | αB-Crystallin (ab76467) | RGN217300 | pakovanje | 100 µg | Abcam | αB-Crystallin (ab76467) | 66760 | 20% | Galen-Fokus d.o.o. | 105-9/24 | 14.10.2024 | 14.10.2025
Reagensi, izuzev za transfuziju | 404-1-110/24-44 | 316 | Paleta antitela za retke bolesti | 70 | PGP9.5 | RGN217301 | pakovanje | 1mL conc | Leica | PGP9.5 | 54350 | 20% | Galen-Fokus d.o.o. | 105-9/24 | 14.10.2024 | 14.10.2025
Reagensi, izuzev za transfuziju | 404-1-110/24-44 | 316 | Paleta antitela za retke bolesti | 71 | Skeletal Muscle Actin (ab250775) | RGN217302 | pakovanje | 100 µg | Abcam | Skeletal Muscle Actin (ab250775) | 125000 | 20% | Galen-Fokus d.o.o. | 105-9/24 | 14.10.2024 | 14.10.2025
Reagensi, izuzev za transfuziju | 404-1-110/24-44 | 316 | Paleta antitela za retke bolesti | 72 | CD276 (ab228178) | RGN217303 | pakovanje | 7 ml | Abcam | CD276 (ab228178) | 92920 | 20% | Galen-Fokus d.o.o. | 105-9/24 | 14.10.2024 | 14.10.2025
Reagensi, izuzev za transfuziju | 404-1-110/24-44 | 316 | Paleta antitela za retke bolesti | 73 | CD94 (ab217362) | RGN242316 | pakovanje | 100 µL | Biorbyt | CD94 antibody, orb228908 | 58500 | 20% | Galen-Fokus d.o.o. | 105-9/24 | 14.10.2024 | 14.10.2025
Reagensi, izuzev za transfuziju | 404-1-110/24-44 | 316 | Paleta antitela za retke bolesti | 74 | NCR-1 (224703) | RGN217305 | pakovanje | 100 µL | Abcam | NCR-1 (224703) | 78880 | 20% | Galen-Fokus d.o.o. | 105-9/24 | 14.10.2024 | 14.10.2025
Reagensi, izuzev za transfuziju | 404-1-110/24-44 | 316 | Paleta antitela za retke bolesti | 75 | PHOX2B (ab183741) | RGN217306 | pakovanje | 100 µL | Abcam | PHOX2B (ab183741) | 71650 | 20% | Galen-Fokus d.o.o. | 105-9/24 | 14.10.2024 | 14.10.2025
Reagensi, izuzev za transfuziju | 404-1-110/24-44 | 316 | Paleta antitela za retke bolesti | 76 | MMP9 (ab228402) | RGN233730 | pakovanje | 100 µL | Cell Marque | MMP9 (ab228402) | 42600 | 20% | Galen-Fokus d.o.o. | 105-9/24 | 14.10.2024 | 14.10.2025
Reagensi, izuzev za transfuziju | 404-1-110/24-44 | 316 | Paleta antitela za retke bolesti | 77 | MMP2 (ab86607) | RGN217308 | pakovanje | 100 µL | Abcam | MMP2 (ab86607) | 67100 | 20% | Galen-Fokus d.o.o. | 105-9/24 | 14.10.2024 | 14.10.2025
Reagensi, izuzev za transfuziju | 404-1-110/24-44 | 316 | Paleta antitela za retke bolesti | 78 | MDM2 | RGN217309 | pakovanje | 7mL RTU | Cell Marque | MDM2 | 55000 | 20% | Galen-Fokus d.o.o. | 105-9/24 | 14.10.2024 | 14.10.2025
Reagensi, izuzev za transfuziju | 404-1-110/24-44 | 316 | Paleta antitela za retke bolesti | 79 | Cdk4 (ab108357) | RGN233731 | pakovanje | 100 µL | Cell Marque | Cdk4 (ab108357) | 31050 | 20% | Galen-Fokus d.o.o. | 105-9/24 | 14.10.2024 | 14.10.2025
Reagensi, izuzev za transfuziju | 404-1-110/24-44 | 316 | Paleta antitela za retke bolesti | 80 | STAT6 | RGN217311 | pakovanje | 7mL RTU | Cell Marque | STAT6 | 71300 | 20% | Galen-Fokus d.o.o. | 105-9/24 | 14.10.2024 | 14.10.2025
Reagensi, izuzev za transfuziju | 404-1-110/24-44 | 316 | Paleta antitela za retke bolesti | 81 | SATB2 | RGN217312 | pakovanje | 7mL RTU | Cell Marque | SATB2 | 59000 | 20% | Galen-Fokus d.o.o. | 105-9/24 | 14.10.2024 | 14.10.2025
Reagensi, izuzev za transfuziju | 404-1-110/24-44 | 316 | Paleta antitela za retke bolesti | 82 | TFE3 | RGN217313 | pakovanje | 7mL RTU | Cell Marque | TFE3 | 97380 | 20% | Galen-Fokus d.o.o. | 105-9/24 | 14.10.2024 | 14.10.2025
Reagensi, izuzev za transfuziju | 404-1-110/24-44 | 316 | Paleta antitela za retke bolesti | 83 | Osteocalcin (ab198228) | RGN217314 | pakovanje | 100 µL | Abcam | Osteocalcin (ab198228) | 74050 | 20% | Galen-Fokus d.o.o. | 105-9/24 | 14.10.2024 | 14.10.2025
Reagensi, izuzev za transfuziju | 404-1-110/24-44 | 316 | Paleta antitela za retke bolesti | 84 | Brachyury (ab209665) | RGN217315 | pakovanje | 100 µL | Abcam | Brachyury (ab209665) | 84000 | 20% | Galen-Fokus d.o.o. | 105-9/24 | 14.10.2024 | 14.10.2025
Reagensi, izuzev za transfuziju | 404-1-110/24-44 | 316 | Paleta antitela za retke bolesti | 85 | ERG | RGN217316 | pakovanje | 12mL RTU | Dako/Agilent | ERG | 42010 | 20% | Galen-Fokus d.o.o. | 105-9/24 | 14.10.2024 | 14.10.2025
Reagensi, izuzev za transfuziju | 404-1-110/24-44 | 316 | Paleta antitela za retke bolesti | 86 | VEGF Receptor 3 | RGN233753 | pakovanje | 0,2mL conc | Leica | VEGF Receptor 3 | 59800 | 20% | Galen-Fokus d.o.o. | 105-9/24 | 14.10.2024 | 14.10.2025
Reagensi, izuzev za transfuziju | 404-1-110/24-44 | 316 | Paleta antitela za retke bolesti | 87 | FOXP3 (ab215206) | RGN217318 | pakovanje | 100 µL | Abcam | FOXP3 (ab215206) | 76946.5 | 20% | Galen-Fokus d.o.o. | 105-9/24 | 14.10.2024 | 14.10.2025
Reagensi, izuzev za transfuziju | 404-1-110/24-44 | 316 | Paleta antitela za retke bolesti | 88 | TCR gamma/delta (ab171110) | RGN217319 | pakovanje | 100 testova | Abcam | TCR gamma/delta (ab171110) | 72634 | 20% | Galen-Fokus d.o.o. | 105-9/24 | 14.10.2024 | 14.10.2025
Reagensi, izuzev za transfuziju | 404-1-110/24-44 | 316 | Paleta antitela za retke bolesti | 89 | PROX1 (ab199359) | RGN217320 | pakovanje | 100 µL | Abcam | PROX1 (ab199359) | 79108.5 | 20% | Galen-Fokus d.o.o. | 105-9/24 | 14.10.2024 | 14.10.2025
Reagensi, izuzev za transfuziju | 404-1-110/24-44 | 316 | Paleta antitela za retke bolesti | 90 | EnVision FLEX, High PH | RGN217321 | pakovanje | 300 testova | Dako/Agilent | EnVision FLEX, High PH | 301000 | 20% | Galen-Fokus d.o.o. | 105-9/24 | 14.10.2024 | 14.10.2025
Reagensi, izuzev za transfuziju | 404-1-110/24-44 | 317 | Reagensi i potrošni materijal za analizator model NS Reader proizvođača Labsystems Diagnostics Oy | 1 | Test za neonatalni skrining na fenilketonuriju | RGN220947 | pakovanje | 960 testova | Labsystems Diagnostics Oy, Finska | Neonatal Phenilalanine | 125690.4 | 20% | Maymedica d.o.o. | 105-16/24 | 14.10.2024 | 14.10.2025
Reagensi, izuzev za transfuziju | 404-1-110/24-44 | 317 | Reagensi i potrošni materijal za analizator model NS Reader proizvođača Labsystems Diagnostics Oy | 2 | Test za neonatalni skrining na hipotireozu | RGN220948 | pakovanje | 960 testova | Labsystems Diagnostics Oy, Finska | Neonatal hTSH FEIA Plus | 157430.4 | 20% | Maymedica d.o.o. | 105-16/24 | 14.10.2024 | 14.10.2025
Reagensi, izuzev za transfuziju | 404-1-110/24-44 | 317 | Reagensi i potrošni materijal za analizator model NS Reader proizvođača Labsystems Diagnostics Oy | 3 | Test za neonatalni skrining na cističnu fibrozu | RGN220949 | pakovanje | 960 testova | Labsystems Diagnostics Oy, Finska | Neonatal IRT FEIA | 200596.8 | 20% | Maymedica d.o.o. | 105-16/24 | 14.10.2024 | 14.10.2025
Reagensi, izuzev za transfuziju | 404-1-110/24-44 | 317 | Reagensi i potrošni materijal za analizator model NS Reader proizvođača Labsystems Diagnostics Oy | 4 | Neonatalni 17-OH Progesteron test | RGN220950 | pakovanje | 960 testova | Labsystems Diagnostics Oy, Finska | Neonatal 17-OG- Progesterone FEIA | 101568 | 20% | Maymedica d.o.o. | 105-16/24 | 14.10.2024 | 14.10.2025
Reagensi, izuzev za transfuziju | 404-1-110/24-44 | 317 | Reagensi i potrošni materijal za analizator model NS Reader proizvođača Labsystems Diagnostics Oy | 5 | Neonatalni GALT test | RGN220951 | pakovanje | 960 testova | Labsystems Diagnostics Oy, Finska | Neonatal GALT | 92046 | 20% | Maymedica d.o.o. | 105-16/24 | 14.10.2024 | 14.10.2025
Reagensi, izuzev za transfuziju | 404-1-110/24-44 | 317 | Reagensi i potrošni materijal za analizator model NS Reader proizvođača Labsystems Diagnostics Oy | 6 | Neonatalni Galactose test | RGN220952 | pakovanje | 960 testova | Labsystems Diagnostics Oy, Finska | Neonatal Galactose | 101568 | 20% | Maymedica d.o.o. | 105-16/24 | 14.10.2024 | 14.10.2025
Reagensi, izuzev za transfuziju | 404-1-110/24-44 | 317 | Reagensi i potrošni materijal za analizator model NS Reader proizvođača Labsystems Diagnostics Oy | 7 | Neonatalni Biotinidase test | RGN220953 | pakovanje | 960 testova | Labsystems Diagnostics Oy, Finska | Neonatal Biotinidase | 101568 | 20% | Maymedica d.o.o. | 105-16/24 | 14.10.2024 | 14.10.2025
Reagensi, izuzev za transfuziju | 404-1-110/24-44 | 317 | Reagensi i potrošni materijal za analizator model NS Reader proizvođača Labsystems Diagnostics Oy | 8 | Mikrotitarske ploče | RGN220954 | pakovanje | 180 kom | Thermo Fisher Scientific, V. Britanija | V96 Well Bacti Plate NS | 42320 | 20% | Maymedica d.o.o. | 105-16/24 | 14.10.2024 | 14.10.2025
Reagensi, izuzev za transfuziju | 404-1-110/24-44 | 317 | Reagensi i potrošni materijal za analizator model NS Reader proizvođača Labsystems Diagnostics Oy | 9 | Providna folija, nesterilna, akrilno lepljenje | RGN220955 | pakovanje | 100 kom | Thermo Fisher Scientific, Finska | AMPLIFICATION TAPE | 26450 | 20% | Maymedica d.o.o. | 105-16/24 | 14.10.2024 | 14.10.2025
Reagensi, izuzev za transfuziju - ponovljeni postupak | 404-1-110/24-120 | 1 | Reagensi za aparat MEK-1301 | 1 | Isotonac-4 | RGN230937 | pakovanje | 20L | NIHON KOHDEN | Isotonac 4 | 6000 | 20% | Superlab d.o.o. | 143-5/24 | 25.12.2024 | 25.9.2025
Reagensi, izuzev za transfuziju - ponovljeni postupak | 404-1-110/24-120 | 1 | Reagensi za aparat MEK-1301 | 2 | Hemolynac 310 | RGN230938 | pakovanje | 250ml | NIHON KOHDEN | Hemolynac 310 | 6200 | 20% | Superlab d.o.o. | 143-5/24 | 25.12.2024 | 25.9.2025
Reagensi, izuzev za transfuziju - ponovljeni postupak | 404-1-110/24-120 | 1 | Reagensi za aparat MEK-1301 | 3 | Cleanac 710 | RGN230939 | pakovanje | 3L | NIHON KOHDEN | Cleanac 710 | 8400 | 20% | Superlab d.o.o. | 143-5/24 | 25.12.2024 | 25.9.2025
Reagensi, izuzev za transfuziju - ponovljeni postupak | 404-1-110/24-120 | 1 | Reagensi za aparat MEK-1301 | 4 | Cleanac-3 | RGN230940 | pakovanje | 1L | NIHON KOHDEN | Cleanac 3 | 3850 | 20% | Superlab d.o.o. | 143-5/24 | 25.12.2024 | 25.9.2025
Reagensi, izuzev za transfuziju - ponovljeni postupak | 404-1-110/24-120 | 1 | Reagensi za aparat MEK-1301 | 5 | Hematology control Low 3diff | RGN230941 | bočica | 3ml | NIHON KOHDEN | Hematology control Low 3diff | 5150 | 20% | Superlab d.o.o. | 143-5/24 | 25.12.2024 | 25.9.2025
Reagensi, izuzev za transfuziju - ponovljeni postupak | 404-1-110/24-120 | 1 | Reagensi za aparat MEK-1301 | 6 | Hematology control Normal 3 diff | RGN230942 | bočica | 3ml | NIHON KOHDEN | Hematology control Normal 3diff | 5150 | 20% | Superlab d.o.o. | 143-5/24 | 25.12.2024 | 25.9.2025
Reagensi, izuzev za transfuziju - ponovljeni postupak | 404-1-110/24-120 | 1 | Reagensi za aparat MEK-1301 | 7 | Hematology control High 3 diff | RGN230943 | bočica | 3ml | NIHON KOHDEN | Hematology control High 3diff | 5150 | 20% | Superlab d.o.o. | 143-5/24 | 25.12.2024 | 25.9.2025
Reagensi, izuzev za transfuziju - ponovljeni postupak | 404-1-110/24-120 | 2 | Reagensi i potrošni materijal za aparat Nihon Kohden Mek-6510K | 1 | Isotonac 4 | RGN210044 | pakovanje | 20 l | NIHON KOHDEN | Isotonac 4 | 6000 | 20% | Superlab d.o.o. | 143-5/24 | 25.12.2024 | 25.9.2025
Reagensi, izuzev za transfuziju - ponovljeni postupak | 404-1-110/24-120 | 2 | Reagensi i potrošni materijal za aparat Nihon Kohden Mek-6510K | 2 | Cleanac 3 | RGN210045 | pakovanje | 1 l | NIHON KOHDEN | Cleanac 3 | 3850 | 20% | Superlab d.o.o. | 143-5/24 | 25.12.2024 | 25.9.2025
Reagensi, izuzev za transfuziju - ponovljeni postupak | 404-1-110/24-120 | 2 | Reagensi i potrošni materijal za aparat Nihon Kohden Mek-6510K | 3 | Cleanac 5L | RGN210046 | pakovanje | 5 l | NIHON KOHDEN | Cleanac 5l | 5600 | 20% | Superlab d.o.o. | 143-5/24 | 25.12.2024 | 25.9.2025
Reagensi, izuzev za transfuziju - ponovljeni postupak | 404-1-110/24-120 | 2 | Reagensi i potrošni materijal za aparat Nihon Kohden Mek-6510K | 4 | Hemolynac 3N | RGN210047 | pakovanje | 1 l | NIHON KOHDEN | Hemolynac 3N | 7650 | 20% | Superlab d.o.o. | 143-5/24 | 25.12.2024 | 25.9.2025
Reagensi, izuzev za transfuziju - ponovljeni postupak | 404-1-110/24-120 | 3 | Reagensi i potrošni materijal - Hematološki analizator Nikon Kohden Mek 7300 | 1 | Isotonac 4 | RGN233756 | pakovanje | 20L | NIHON KOHDEN | Isotonac 4 | 6000 | 20% | Superlab d.o.o. | 143-5/24 | 25.12.2024 | 25.9.2025
Reagensi, izuzev za transfuziju - ponovljeni postupak | 404-1-110/24-120 | 3 | Reagensi i potrošni materijal - Hematološki analizator Nikon Kohden Mek 7300 | 2 | Cleanac 3 | RGN210243 | pakovanje | 1l | NIHON KOHDEN | Cleanac 3 | 3850 | 20% | Superlab d.o.o. | 143-5/24 | 25.12.2024 | 25.9.2025
Reagensi, izuzev za transfuziju - ponovljeni postupak | 404-1-110/24-120 | 3 | Reagensi i potrošni materijal - Hematološki analizator Nikon Kohden Mek 7300 | 3 | Cleanac 5 | RGN233757 | pakovanje | 5l | NIHON KOHDEN | Cleanac 5l | 5600 | 20% | Superlab d.o.o. | 143-5/24 | 25.12.2024 | 25.9.2025
Reagensi, izuzev za transfuziju - ponovljeni postupak | 404-1-110/24-120 | 3 | Reagensi i potrošni materijal - Hematološki analizator Nikon Kohden Mek 7300 | 4 | Hemolynac 3N | RGN210245 | pakovanje | 1l | NIHON KOHDEN | Hemolynac 3N | 7650 | 20% | Superlab d.o.o. | 143-5/24 | 25.12.2024 | 25.9.2025
Reagensi, izuzev za transfuziju - ponovljeni postupak | 404-1-110/24-120 | 3 | Reagensi i potrošni materijal - Hematološki analizator Nikon Kohden Mek 7300 | 5 | Hemolynac 5 | RGN210246 | pakovanje | 1l | NIHON KOHDEN | Hemolynac 5 | 8300 | 20% | Superlab d.o.o. | 143-5/24 | 25.12.2024 | 25.9.2025
Reagensi, izuzev za transfuziju - ponovljeni postupak | 404-1-110/24-120 | 3 | Reagensi i potrošni materijal - Hematološki analizator Nikon Kohden Mek 7300 | 6 | Kontrolna krv za hematologiju (L.N.P) 5 Diff | RGN210247 | pakovanje | 3x3 ml | NIHON KOHDEN | Hematology control 5diff (L,N,H) | 18000 | 20% | Superlab d.o.o. | 143-5/24 | 25.12.2024 | 25.9.2025
Reagensi, izuzev za transfuziju - ponovljeni postupak | 404-1-110/24-120 | 4 | Reagensi i potrošni materijal za aparat Diagon POC Coag S | 1 | Coag S INR Test | RGN210568 | pakovanje | 1x25 testova | Diagon Ltd. | Coag S INR Test | 4050 | 20% | East Diagnostics d.o.o. | 143-1/24 | 25.12.2024 | 25.9.2025
Reagensi, izuzev za transfuziju - ponovljeni postupak | 404-1-110/24-120 | 5 | Reagensi i potrošni materijal za aparat Coatron M1 | 1 | Single cuvete TECO | RGN210666 | pakovanje | 500 komada | TECO | Cuvettes for M1 | 4750 | 20% | Superlab d.o.o. | 143-5/24 | 25.12.2024 | 25.9.2025
Reagensi, izuzev za transfuziju - ponovljeni postupak | 404-1-110/24-120 | 5 | Reagensi i potrošni materijal za aparat Coatron M1 | 2 | TECLOT PT-S TECO | RGN210667 | pakovanje | 10x4 ml | TECO | TEClot PT-S | 9800 | 20% | Superlab d.o.o. | 143-5/24 | 25.12.2024 | 25.9.2025
Reagensi, izuzev za transfuziju - ponovljeni postupak | 404-1-110/24-120 | 5 | Reagensi i potrošni materijal za aparat Coatron M1 | 3 | TECONTROL A1 TECO | RGN210668 | pakovanje | 10x1 ml | TECO | TEControl A | 9650 | 20% | Superlab d.o.o. | 143-5/24 | 25.12.2024 | 25.9.2025
Reagensi, izuzev za transfuziju - ponovljeni postupak | 404-1-110/24-120 | 5 | Reagensi i potrošni materijal za aparat Coatron M1 | 4 | TECONTROL N | RGN210669 | pakovanje | 10x1 ml | TECO | TEControl N | 9800 | 20% | Superlab d.o.o. | 143-5/24 | 25.12.2024 | 25.9.2025
Reagensi, izuzev za transfuziju - ponovljeni postupak | 404-1-110/24-120 | 5 | Reagensi i potrošni materijal za aparat Coatron M1 | 5 | Reagent tubes 2 ml | RGN210670 | pakovanje | 100 komada | TECO | Reagent Tubes | 2250 | 20% | Superlab d.o.o. | 143-5/24 | 25.12.2024 | 25.9.2025
Reagensi, izuzev za transfuziju - ponovljeni postupak | 404-1-110/24-120 | 7 | Reagensi i potrošni materijal za imunohemijske analizatore model PHADIA | 1 | i1 - apis melifera ( pčela ) cup - FEIA | RGN210726 | pakovanje | 16 | PHADIA AB, Švedska | i1 - apis melifera ( pčela ) cup - FEIA | 18900 | 20% | East Diagnostics d.o.o. & Stiga d.o.o. | 143-7/24 | 25.12.2024 | 25.9.2025
Reagensi, izuzev za transfuziju - ponovljeni postupak | 404-1-110/24-120 | 7 | Reagensi i potrošni materijal za imunohemijske analizatore model PHADIA | 2 | i3 - Vespula spp. ( osa ) cup - FEIA | RGN210727 | pakovanje | 16 | PHADIA AB, Švedska | i3 - Vespula spp. ( osa ) cup - FEIA | 18900 | 20% | East Diagnostics d.o.o. & Stiga d.o.o. | 143-7/24 | 25.12.2024 | 25.9.2025
Reagensi, izuzev za transfuziju - ponovljeni postupak | 404-1-110/24-120 | 7 | Reagensi i potrošni materijal za imunohemijske analizatore model PHADIA | 3 | i75 - Vespa crabro ( stršjen ) cup - FEIA | RGN210728 | pakovanje | 10 | PHADIA AB, Švedska | i75 - Vespa crabro ( stršjen ) cup - FEIA | 14300 | 20% | East Diagnostics d.o.o. & Stiga d.o.o. | 143-7/24 | 25.12.2024 | 25.9.2025
Reagensi, izuzev za transfuziju - ponovljeni postupak | 404-1-110/24-120 | 7 | Reagensi i potrošni materijal za imunohemijske analizatore model PHADIA | 4 | Tryptase test cup - FEIA | RGN210729 | pakovanje | 16 | PHADIA AB, Švedska | Tryptase test cup - FEIA | 5000 | 20% | East Diagnostics d.o.o. & Stiga d.o.o. | 143-7/24 | 25.12.2024 | 25.9.2025
Reagensi, izuzev za transfuziju - ponovljeni postupak | 404-1-110/24-120 | 7 | Reagensi i potrošni materijal za imunohemijske analizatore model PHADIA | 5 | i 208 fosfolipaza A2 rekomadbinantni pčela cup | RGN210730 | pakovanje | 10 | PHADIA AB, Švedska | i 208 fosfolipaza A2 rekomadbinantni pčela cup | 18500 | 20% | East Diagnostics d.o.o. & Stiga d.o.o. | 143-7/24 | 25.12.2024 | 25.9.2025
Reagensi, izuzev za transfuziju - ponovljeni postupak | 404-1-110/24-120 | 7 | Reagensi i potrošni materijal za imunohemijske analizatore model PHADIA | 6 | i 209 Ves v 5 rekomadbinantni osa cup | RGN210731 | pakovanje | 10 | PHADIA AB, Švedska | i 209 Ves v 5 rekomadbinantni osa cup | 18500 | 20% | East Diagnostics d.o.o. & Stiga d.o.o. | 143-7/24 | 25.12.2024 | 25.9.2025
Reagensi, izuzev za transfuziju - ponovljeni postupak | 404-1-110/24-120 | 7 | Reagensi i potrošni materijal za imunohemijske analizatore model PHADIA | 7 | o214 MUF 3 CCD cup | RGN210732 | pakovanje | 10 | PHADIA AB, Švedska | o214 MUF 3 CCD cup | 22500 | 20% | East Diagnostics d.o.o. & Stiga d.o.o. | 143-7/24 | 25.12.2024 | 25.9.2025
Reagensi, izuzev za transfuziju - ponovljeni postupak | 404-1-110/24-120 | 7 | Reagensi i potrošni materijal za imunohemijske analizatore model PHADIA | 8 | specific anti IgE ImmunoCAP | RGN210733 | pakovanje | 16 | PHADIA AB, Švedska | specific anti IgE ImmunoCAP | 6000 | 20% | East Diagnostics d.o.o. & Stiga d.o.o. | 143-7/24 | 25.12.2024 | 25.9.2025
Reagensi, izuzev za transfuziju - ponovljeni postupak | 404-1-110/24-120 | 7 | Reagensi i potrošni materijal za imunohemijske analizatore model PHADIA | 9 | ImmunoCAP Specific IgE Conjugate | RGN210734 | pakovanje | 6x100 | PHADIA AB, Švedska | ImmunoCAP Specific IgE Conjugate | 140880 | 20% | East Diagnostics d.o.o. & Stiga d.o.o. | 143-7/24 | 25.12.2024 | 25.9.2025
Reagensi, izuzev za transfuziju - ponovljeni postupak | 404-1-110/24-120 | 7 | Reagensi i potrošni materijal za imunohemijske analizatore model PHADIA | 10 | Development Solution 6 bottles x 315 doses/bottle | RGN210735 | pakovanje | 6x315 | PHADIA AB, Švedska | Development Solution 6 bottles x 315 doses/bottle | 28320 | 20% | East Diagnostics d.o.o. & Stiga d.o.o. | 143-7/24 | 25.12.2024 | 25.9.2025
Reagensi, izuzev za transfuziju - ponovljeni postupak | 404-1-110/24-120 | 7 | Reagensi i potrošni materijal za imunohemijske analizatore model PHADIA | 11 | Wash solution 6x1 | RGN210736 | pakovanje | 1 | PHADIA AB, Švedska | Wash solution 6x1 | 17800 | 20% | East Diagnostics d.o.o. & Stiga d.o.o. | 143-7/24 | 25.12.2024 | 25.9.2025
Reagensi, izuzev za transfuziju - ponovljeni postupak | 404-1-110/24-120 | 7 | Reagensi i potrošni materijal za imunohemijske analizatore model PHADIA | 12 | ImmunoCAP Tryptase Conjugate 50 | RGN242330 | pakovanje | 2x50 | PHADIA AB, Švedska | ImmunoCAP Tryptase Conjugate 50 | 204000 | 20% | East Diagnostics d.o.o. & Stiga d.o.o. | 143-7/24 | 25.12.2024 | 25.9.2025
Reagensi, izuzev za transfuziju - ponovljeni postupak | 404-1-110/24-120 | 7 | Reagensi i potrošni materijal za imunohemijske analizatore model PHADIA | 13 | ImmunoCAP Specific IgE Calibrator Strip | RGN242331 | pakovanje | 1 | PHADIA AB, Švedska | ImmunoCAP Specific IgE Calibrator Strip | 53520 | 20% | East Diagnostics d.o.o. & Stiga d.o.o. | 143-7/24 | 25.12.2024 | 25.9.2025
Reagensi, izuzev za transfuziju - ponovljeni postupak | 404-1-110/24-120 | 7 | Reagensi i potrošni materijal za imunohemijske analizatore model PHADIA | 14 | ImmunoCAP Tryptase Calibrator Strip 1 curve | RGN242332 | pakovanje | 5x1 | PHADIA AB, Švedska | ImmunoCAP Tryptase Calibrator Strip 1 curve | 29040 | 20% | East Diagnostics d.o.o. & Stiga d.o.o. | 143-7/24 | 25.12.2024 | 25.9.2025
Reagensi, izuzev za transfuziju - ponovljeni postupak | 404-1-110/24-120 | 7 | Reagensi i potrošni materijal za imunohemijske analizatore model PHADIA | 15 | ImunoCap Alergen C1 Penicilloy G | RGN210740 | pakovanje | 1 | PHADIA AB, Švedska | ImunoCap Alergen C1 Penicilloy G | 16700 | 20% | East Diagnostics d.o.o. & Stiga d.o.o. | 143-7/24 | 25.12.2024 | 25.9.2025
Reagensi, izuzev za transfuziju - ponovljeni postupak | 404-1-110/24-120 | 7 | Reagensi i potrošni materijal za imunohemijske analizatore model PHADIA | 16 | ImunoCap Alergen C2 Penicilloy V | RGN210741 | pakovanje | 16 | PHADIA AB, Švedska | ImunoCap Alergen C2 Penicilloy V | 16700 | 20% | East Diagnostics d.o.o. & Stiga d.o.o. | 143-7/24 | 25.12.2024 | 25.9.2025
Reagensi, izuzev za transfuziju - ponovljeni postupak | 404-1-110/24-120 | 7 | Reagensi i potrošni materijal za imunohemijske analizatore model PHADIA | 17 | ImunoCap Alergen C6 Amoxicilloy | RGN210742 | pakovanje | 16 | PHADIA AB, Švedska | ImunoCap Alergen C6 Amoxicilloy | 31200 | 20% | East Diagnostics d.o.o. & Stiga d.o.o. | 143-7/24 | 25.12.2024 | 25.9.2025
Reagensi, izuzev za transfuziju - ponovljeni postupak | 404-1-110/24-120 | 7 | Reagensi i potrošni materijal za imunohemijske analizatore model PHADIA | 18 | ImunoCap Alergen F2 Mleko | RGN210743 | pakovanje | 16 | PHADIA AB, Švedska | ImunoCap Alergen F2 Mleko | 15100 | 20% | East Diagnostics d.o.o. & Stiga d.o.o. | 143-7/24 | 25.12.2024 | 25.9.2025
Reagensi, izuzev za transfuziju - ponovljeni postupak | 404-1-110/24-120 | 7 | Reagensi i potrošni materijal za imunohemijske analizatore model PHADIA | 19 | ImunoCap Alergen F245 Jaje | RGN210744 | pakovanje | 10 | PHADIA AB, Švedska | ImunoCap Alergen F245 Jaje | 14100 | 20% | East Diagnostics d.o.o. & Stiga d.o.o. | 143-7/24 | 25.12.2024 | 25.9.2025
Reagensi, izuzev za transfuziju - ponovljeni postupak | 404-1-110/24-120 | 7 | Reagensi i potrošni materijal za imunohemijske analizatore model PHADIA | 20 | ImunoCap Alergen F4 Brašno | RGN210745 | pakovanje | 16 | PHADIA AB, Švedska | ImunoCap Alergen F4 Brašno | 15100 | 20% | East Diagnostics d.o.o. & Stiga d.o.o. | 143-7/24 | 25.12.2024 | 25.9.2025
Reagensi, izuzev za transfuziju - ponovljeni postupak | 404-1-110/24-120 | 7 | Reagensi i potrošni materijal za imunohemijske analizatore model PHADIA | 21 | ImmunoCAP Specific IgG4 Conjugate 2x50 | RGN232285 | pakovanje | 96 testova | PHADIA AB, Švedska | ImmunoCAP Specific IgG4 Conjugate 2x50 | 59760 | 20% | East Diagnostics d.o.o. & Stiga d.o.o. | 143-7/24 | 25.12.2024 | 25.9.2025
Reagensi, izuzev za transfuziju - ponovljeni postupak | 404-1-110/24-120 | 7 | Reagensi i potrošni materijal za imunohemijske analizatore model PHADIA | 22 | ImmunoCAP Specific IgG4 Calibrator Strip | RGN232286 | pakovanje | 6 | PHADIA AB, Švedska | ImmunoCAP Specific IgG4 Calibrator Strip | 33250 | 20% | East Diagnostics d.o.o. & Stiga d.o.o. | 143-7/24 | 25.12.2024 | 25.9.2025
Reagensi, izuzev za transfuziju - ponovljeni postupak | 404-1-110/24-120 | 7 | Reagensi i potrošni materijal za imunohemijske analizatore model PHADIA | 23 | ImmunoCAP Specific IgG4 Curve Controls Strip | RGN210749 | pakovanje | 3 | PHADIA AB, Švedska | ImmunoCAP Specific IgG4 Curve Controls Strip | 26500 | 20% | East Diagnostics d.o.o. & Stiga d.o.o. | 143-7/24 | 25.12.2024 | 25.9.2025
Reagensi, izuzev za transfuziju - ponovljeni postupak | 404-1-110/24-120 | 7 | Reagensi i potrošni materijal za imunohemijske analizatore model PHADIA | 24 | ImmunoCAP IgA/IgG Calibrator ImmunoCAP | RGN210750 | pakovanje | 16 | PHADIA AB, Švedska | ImmunoCAP IgA/IgG Calibrator ImmunoCAP | 8750 | 20% | East Diagnostics d.o.o. & Stiga d.o.o. | 143-7/24 | 25.12.2024 | 25.9.2025
Reagensi, izuzev za transfuziju - ponovljeni postupak | 404-1-110/24-120 | 7 | Reagensi i potrošni materijal za imunohemijske analizatore model PHADIA | 25 | ImmunoCAP Specific IgA/IgG Sample Diluent | RGN210751 | pakovanje | 6x10ml | PHADIA AB, Švedska | ImmunoCAP Specific IgA/IgG Sample Diluent | 23000 | 20% | East Diagnostics d.o.o. & Stiga d.o.o. | 143-7/24 | 25.12.2024 | 25.9.2025
Reagensi, izuzev za transfuziju - ponovljeni postupak | 404-1-110/24-120 | 7 | Reagensi i potrošni materijal za imunohemijske analizatore model PHADIA | 26 | ImmunoCAP Specific IgG/IgG4 Control L | RGN210752 | pakovanje | 6x4 | PHADIA AB, Švedska | ImmunoCAP Specific IgG/IgG4 Control L | 61000 | 20% | East Diagnostics d.o.o. & Stiga d.o.o. | 143-7/24 | 25.12.2024 | 25.9.2025
Reagensi, izuzev za transfuziju - ponovljeni postupak | 404-1-110/24-120 | 7 | Reagensi i potrošni materijal za imunohemijske analizatore model PHADIA | 27 | ImmunoCAP Specific IgG/IgG4 i1 Control H | RGN210753 | pakovanje | 6x4 | PHADIA AB, Švedska | ImmunoCAP Specific IgG/IgG4 i1 Control H | 61000 | 20% | East Diagnostics d.o.o. & Stiga d.o.o. | 143-7/24 | 25.12.2024 | 25.9.2025
Reagensi, izuzev za transfuziju - ponovljeni postupak | 404-1-110/24-120 | 7 | Reagensi i potrošni materijal za imunohemijske analizatore model PHADIA | 28 | rPhl p 1 Timothy | RGN210754 | pakovanje | 10 | PHADIA AB, Švedska | rPhl p 1 Timothy | 33000 | 20% | East Diagnostics d.o.o. & Stiga d.o.o. | 143-7/24 | 25.12.2024 | 25.9.2025
Reagensi, izuzev za transfuziju - ponovljeni postupak | 404-1-110/24-120 | 7 | Reagensi i potrošni materijal za imunohemijske analizatore model PHADIA | 29 | nAmb a 1 Ragweed | RGN210755 | pakovanje | 10 | PHADIA AB, Švedska | nAmb a 1 Ragweed | 32100 | 20% | East Diagnostics d.o.o. & Stiga d.o.o. | 143-7/24 | 25.12.2024 | 25.9.2025
Reagensi, izuzev za transfuziju - ponovljeni postupak | 404-1-110/24-120 | 7 | Reagensi i potrošni materijal za imunohemijske analizatore model PHADIA | 30 | rCan f 1 Dog | RGN210756 | pakovanje | 10 | PHADIA AB, Švedska | rCan f 1 Dog | 31200 | 20% | East Diagnostics d.o.o. & Stiga d.o.o. | 143-7/24 | 25.12.2024 | 25.9.2025
Reagensi, izuzev za transfuziju - ponovljeni postupak | 404-1-110/24-120 | 7 | Reagensi i potrošni materijal za imunohemijske analizatore model PHADIA | 31 | rFel d 1 Cat | RGN210757 | pakovanje | 10 | PHADIA AB, Švedska | rFel d 1 Cat | 31200 | 20% | East Diagnostics d.o.o. & Stiga d.o.o. | 143-7/24 | 25.12.2024 | 25.9.2025
Reagensi, izuzev za transfuziju - ponovljeni postupak | 404-1-110/24-120 | 7 | Reagensi i potrošni materijal za imunohemijske analizatore model PHADIA | 32 | rAra h 1 Peanut | RGN210758 | pakovanje | 10 | PHADIA AB, Švedska | rAra h 1 Peanut | 25000 | 20% | East Diagnostics d.o.o. & Stiga d.o.o. | 143-7/24 | 25.12.2024 | 25.9.2025
Reagensi, izuzev za transfuziju - ponovljeni postupak | 404-1-110/24-120 | 7 | Reagensi i potrošni materijal za imunohemijske analizatore model PHADIA | 33 | rTri a 14 LTP, Wheat | RGN210759 | pakovanje | 10 | PHADIA AB, Švedska | rTri a 14 LTP, Wheat | 25000 | 20% | East Diagnostics d.o.o. & Stiga d.o.o. | 143-7/24 | 25.12.2024 | 25.9.2025
Reagensi, izuzev za transfuziju - ponovljeni postupak | 404-1-110/24-120 | 7 | Reagensi i potrošni materijal za imunohemijske analizatore model PHADIA | 34 | f78 nBos d8 Casein, Milk | RGN210760 | pakovanje | 10 | PHADIA AB, Švedska | f78 nBos d8 Casein, Milk | 20000 | 20% | East Diagnostics d.o.o. & Stiga d.o.o. | 143-7/24 | 25.12.2024 | 25.9.2025
Reagensi, izuzev za transfuziju - ponovljeni postupak | 404-1-110/24-120 | 7 | Reagensi i potrošni materijal za imunohemijske analizatore model PHADIA | 35 | w1, w6, w9, w10, w11 | RGN210761 | pakovanje | 16 | PHADIA AB, Švedska | w1, w6, w9, w10, w11 | 35500 | 20% | East Diagnostics d.o.o. & Stiga d.o.o. | 143-7/24 | 25.12.2024 | 25.9.2025
Reagensi, izuzev za transfuziju - ponovljeni postupak | 404-1-110/24-120 | 7 | Reagensi i potrošni materijal za imunohemijske analizatore model PHADIA | 36 | Cefaclor | RGN210763 | pakovanje | 10 | PHADIA AB, Švedska | Cefaclor | 31200 | 20% | East Diagnostics d.o.o. & Stiga d.o.o. | 143-7/24 | 25.12.2024 | 25.9.2025
Reagensi, izuzev za transfuziju - ponovljeni postupak | 404-1-110/24-120 | 7 | Reagensi i potrošni materijal za imunohemijske analizatore model PHADIA | 37 | Ampicilloyl | RGN210764 | pakovanje | 16 | PHADIA AB, Švedska | Ampicilloyl | 31200 | 20% | East Diagnostics d.o.o. & Stiga d.o.o. | 143-7/24 | 25.12.2024 | 25.9.2025
Reagensi, izuzev za transfuziju - ponovljeni postupak | 404-1-110/24-120 | 7 | Reagensi i potrošni materijal za imunohemijske analizatore model PHADIA | 38 | Gluten | RGN210765 | pakovanje | 10 | PHADIA AB, Švedska | Gluten | 31200 | 20% | East Diagnostics d.o.o. & Stiga d.o.o. | 143-7/24 | 25.12.2024 | 25.9.2025
Reagensi, izuzev za transfuziju - ponovljeni postupak | 404-1-110/24-120 | 7 | Reagensi i potrošni materijal za imunohemijske analizatore model PHADIA | 39 | f44, f94, f208, f210 | RGN210766 | pakovanje | 16 | PHADIA AB, Švedska | f44, f94, f208, f210 | 31200 | 20% | East Diagnostics d.o.o. & Stiga d.o.o. | 143-7/24 | 25.12.2024 | 25.9.2025
Reagensi, izuzev za transfuziju - ponovljeni postupak | 404-1-110/24-120 | 7 | Reagensi i potrošni materijal za imunohemijske analizatore model PHADIA | 40 | rVes v 1 Phospholipase A1, Common wasp | RGN210767 | pakovanje | 10 | PHADIA AB, Švedska | rVes v 1 Phospholipase A1, Common wasp | 31200 | 20% | East Diagnostics d.o.o. & Stiga d.o.o. | 143-7/24 | 25.12.2024 | 25.9.2025
Reagensi, izuzev za transfuziju - ponovljeni postupak | 404-1-110/24-120 | 7 | Reagensi i potrošni materijal za imunohemijske analizatore model PHADIA | 41 | Stop Solution ,6*100 | RGN210768 | pakovanje | 1 | PHADIA AB, Švedska | Stop Solution ,6*100 | 6800 | 20% | East Diagnostics d.o.o. & Stiga d.o.o. | 143-7/24 | 25.12.2024 | 25.9.2025
Reagensi, izuzev za transfuziju - ponovljeni postupak | 404-1-110/24-120 | 7 | Reagensi i potrošni materijal za imunohemijske analizatore model PHADIA | 42 | Phadiatop Infant ImmunoCAP ,3x16 | RGN210769 | pakovanje | 1 | PHADIA AB, Švedska | Phadiatop Infant ImmunoCAP ,3x16 | 90858 | 20% | East Diagnostics d.o.o. & Stiga d.o.o. | 143-7/24 | 25.12.2024 | 25.9.2025
Reagensi, izuzev za transfuziju - ponovljeni postupak | 404-1-110/24-120 | 7 | Reagensi i potrošni materijal za imunohemijske analizatore model PHADIA | 43 | Phadia Maintenance Solution Kit Small | RGN232287 | pakovanje | 1,5L | PHADIA AB, Švedska | Phadia Maintenance Solution Kit Small | 53500 | 20% | East Diagnostics d.o.o. & Stiga d.o.o. | 143-7/24 | 25.12.2024 | 25.9.2025
Reagensi, izuzev za transfuziju - ponovljeni postupak | 404-1-110/24-120 | 7 | Reagensi i potrošni materijal za imunohemijske analizatore model PHADIA | 44 | d1 Dermatophagoides pteronyssinus | RGN232288 | pakovanje | 16 | PHADIA AB, Švedska | d1 Dermatophagoides pteronyssinus | 19500 | 20% | East Diagnostics d.o.o. & Stiga d.o.o. | 143-7/24 | 25.12.2024 | 25.9.2025
Reagensi, izuzev za transfuziju - ponovljeni postupak | 404-1-110/24-120 | 7 | Reagensi i potrošni materijal za imunohemijske analizatore model PHADIA | 45 | d202 Dermatophagoides Pteronyssinus | RGN232289 | pakovanje | 10 | PHADIA AB, Švedska | d202 Dermatophagoides Pteronyssinus | 26160 | 20% | East Diagnostics d.o.o. & Stiga d.o.o. | 143-7/24 | 25.12.2024 | 25.9.2025
Reagensi, izuzev za transfuziju - ponovljeni postupak | 404-1-110/24-120 | 7 | Reagensi i potrošni materijal za imunohemijske analizatore model PHADIA | 46 | d203 Dermatophagoides Pteronyssinus | RGN232290 | pakovanje | 10 | PHADIA AB, Švedska | d203 Dermatophagoides Pteronyssinus | 25000 | 20% | East Diagnostics d.o.o. & Stiga d.o.o. | 143-7/24 | 25.12.2024 | 25.9.2025
Reagensi, izuzev za transfuziju - ponovljeni postupak | 404-1-110/24-120 | 7 | Reagensi i potrošni materijal za imunohemijske analizatore model PHADIA | 47 | o215 Allergen Component alpha-Gal TG | RGN232291 | pakovanje | 10 | PHADIA AB, Švedska | o215 Allergen Component alpha-Gal TG | 42700 | 20% | East Diagnostics d.o.o. & Stiga d.o.o. | 143-7/24 | 25.12.2024 | 25.9.2025
Reagensi, izuzev za transfuziju - ponovljeni postupak | 404-1-110/24-120 | 7 | Reagensi i potrošni materijal za imunohemijske analizatore model PHADIA | 48 | f27 Beef | RGN232292 | pakovanje | 16 | PHADIA AB, Švedska | f27 Beef | 19500 | 20% | East Diagnostics d.o.o. & Stiga d.o.o. | 143-7/24 | 25.12.2024 | 25.9.2025
Reagensi, izuzev za transfuziju - ponovljeni postupak | 404-1-110/24-120 | 7 | Reagensi i potrošni materijal za imunohemijske analizatore model PHADIA | 49 | c73 Insulin human | RGN232293 | pakovanje | 10 | PHADIA AB, Švedska | c73 Insulin human | 19000 | 20% | East Diagnostics d.o.o. & Stiga d.o.o. | 143-7/24 | 25.12.2024 | 25.9.2025
Reagensi, izuzev za transfuziju - ponovljeni postupak | 404-1-110/24-120 | 7 | Reagensi i potrošni materijal za imunohemijske analizatore model PHADIA | 50 | k82 Latex Hevea brasiliensis | RGN232294 | pakovanje | 10 | PHADIA AB, Švedska | k82 Latex Hevea brasiliensis | 19000 | 20% | East Diagnostics d.o.o. & Stiga d.o.o. | 143-7/24 | 25.12.2024 | 25.9.2025
Reagensi, izuzev za transfuziju - ponovljeni postupak | 404-1-110/24-120 | 7 | Reagensi i potrošni materijal za imunohemijske analizatore model PHADIA | 51 | tx9 (t2, t3, t4, t7, t12) | RGN232295 | pakovanje | 16 | PHADIA AB, Švedska | tx9 (t2, t3, t4, t7, t12) | 41300 | 20% | East Diagnostics d.o.o. & Stiga d.o.o. | 143-7/24 | 25.12.2024 | 25.9.2025
Reagensi, izuzev za transfuziju - ponovljeni postupak | 404-1-110/24-120 | 7 | Reagensi i potrošni materijal za imunohemijske analizatore model PHADIA | 52 | gx1 (g3, g4, g5, g6, g8) | RGN232296 | pakovanje | 16 | PHADIA AB, Švedska | gx1 (g3, g4, g5, g6, g8) | 41300 | 20% | East Diagnostics d.o.o. & Stiga d.o.o. | 143-7/24 | 25.12.2024 | 25.9.2025
Reagensi, izuzev za transfuziju - ponovljeni postupak | 404-1-110/24-120 | 7 | Reagensi i potrošni materijal za imunohemijske analizatore model PHADIA | 53 | w1 Ambrosia artemisiifolia (A. elatior) | RGN232297 | pakovanje | 16 | PHADIA AB, Švedska | w1 Ambrosia artemisiifolia (A. elatior) | 19000 | 20% | East Diagnostics d.o.o. & Stiga d.o.o. | 143-7/24 | 25.12.2024 | 25.9.2025
Reagensi, izuzev za transfuziju - ponovljeni postupak | 404-1-110/24-120 | 7 | Reagensi i potrošni materijal za imunohemijske analizatore model PHADIA | 54 | t3 Betula verrucosa | RGN232298 | pakovanje | 16 | PHADIA AB, Švedska | t3 Betula verrucosa | 19000 | 20% | East Diagnostics d.o.o. & Stiga d.o.o. | 143-7/24 | 25.12.2024 | 25.9.2025
Reagensi, izuzev za transfuziju - ponovljeni postupak | 404-1-110/24-120 | 7 | Reagensi i potrošni materijal za imunohemijske analizatore model PHADIA | 55 | f1 Egg white | RGN232299 | pakovanje | 16 | PHADIA AB, Švedska | f1 Egg white | 20500 | 20% | East Diagnostics d.o.o. & Stiga d.o.o. | 143-7/24 | 25.12.2024 | 25.9.2025
Reagensi, izuzev za transfuziju - ponovljeni postupak | 404-1-110/24-120 | 7 | Reagensi i potrošni materijal za imunohemijske analizatore model PHADIA | 56 | f13 Peanut | RGN232300 | pakovanje | 16 | PHADIA AB, Švedska | f13 Peanut | 20500 | 20% | East Diagnostics d.o.o. & Stiga d.o.o. | 143-7/24 | 25.12.2024 | 25.9.2025
Reagensi, izuzev za transfuziju - ponovljeni postupak | 404-1-110/24-120 | 8 | Reagensi i potrošni materijal za Insight U500 | 1 | Trake za urin | RGN212947 | pakovanje | 100 traka | ACON | Trake za urin 11 parametara Insight | 457 | 20% | Superlab d.o.o. | 143-5/24 | 25.12.2024 | 25.9.2025
Reagensi, izuzev za transfuziju - ponovljeni postupak | 404-1-110/24-120 | 8 | Reagensi i potrošni materijal za Insight U500 | 2 | Kontrola za urin trake -pozitivna | RGN212948 | pakovanje | 2x5ml | ACON | Insight Liquid Urine Control | 550 | 20% | Superlab d.o.o. | 143-5/24 | 25.12.2024 | 25.9.2025
Reagensi, izuzev za transfuziju - ponovljeni postupak | 404-1-110/24-120 | 8 | Reagensi i potrošni materijal za Insight U500 | 3 | Kontrola za urin trake -negativna | RGN212949 | pakovanje | 2x5ml | ACON | Insight Liquid Urine Control | 550 | 20% | Superlab d.o.o. | 143-5/24 | 25.12.2024 | 25.9.2025
Reagensi, izuzev za transfuziju - ponovljeni postupak | 404-1-110/24-120 | 9 | Reagensi I potrošni materijal za fizičko hemijski pregled urina najmanje 11 analiza | 1 | Test trake za analizu urina - minimum 11 parametara (bez mikroalbumina) | RGN221478 | komad | komad | DFI | CYBOW 11M (a150) | 4.42 | 20% | Promedia d.o.o. | 143-4/24 | 25.12.2024 | 25.9.2025
Reagensi, izuzev za transfuziju - ponovljeni postupak | 404-1-110/24-120 | 10 | Reagensi i potrošni materijal za specifično fizičko hemijsko određivanje urina najmanje 10 analiza | 1 | Test trake za analizu urina - minimum 10 parametara | RGN240846 | komad | komad | DFI | CYBOW 10M (a150) | 4.42 | 20% | Promedia d.o.o. | 143-4/24 | 25.12.2024 | 25.9.2025
Reagensi, izuzev za transfuziju - ponovljeni postupak | 404-1-110/24-120 | 11 | Reagensi za aparat Elektrohemijski glukoza analizator Super GL2 | 1 | Kapilarne cevčice | RGN230841 | pakovanje | 100 komada | Dr. Muller Geratebau | Glas capillaries, end-to-end | 1150 | 20% | Superlab d.o.o. | 143-5/24 | 25.12.2024 | 25.9.2025
Reagensi, izuzev za transfuziju - ponovljeni postupak | 404-1-110/24-120 | 11 | Reagensi za aparat Elektrohemijski glukoza analizator Super GL2 | 2 | Printer papir | RGN230842 | komad | 1 | Dr. Muller Geratebau | Print-out paper for DPU 414 | 950 | 20% | Superlab d.o.o. | 143-5/24 | 25.12.2024 | 25.9.2025
Reagensi, izuzev za transfuziju - ponovljeni postupak | 404-1-110/24-120 | 12 | Reagensi za POCT analizator Siemens DCA 2000+/DCA Vantage | 1 | DCA Systems HBA1C Diagnostic Claim kit | RGN215849 | pakovanje | 10 testova | Siemens Healthcare Diagnostics Inc, Tarrytown, SAD | DCA Systems HbA1c Reagent Kit | 12617 | 20% | Teamedical d.o.o. | 143-6/24 | 25.12.2024 | 25.9.2025
Reagensi, izuzev za transfuziju - ponovljeni postupak | 404-1-110/24-120 | 12 | Reagensi za POCT analizator Siemens DCA 2000+/DCA Vantage | 2 | DCA Systems HBA1C Control kit | RGN215850 | pakovanje | 2 x 2 x 0.25 ml | Siemens Healthcare Diagnostics Inc, Tarrytown, SAD | DCA Systems Hemoglobin A1c Normal & Abnormal Control Kit | 15024 | 20% | Teamedical d.o.o. | 143-6/24 | 25.12.2024 | 25.9.2025
Reagensi, izuzev za transfuziju - ponovljeni postupak | 404-1-110/24-120 | 12 | Reagensi za POCT analizator Siemens DCA 2000+/DCA Vantage | 3 | DCA Maintenance and Cleaning Kit | RGN215851 | pakovanje | 1 pakovanje | Siemens Healthcare Diagnostics Inc, Tarrytown, SAD | DCA Maintenance and Cleaning Kit (Fuse, Fan filter Bezel) | 9804 | 20% | Teamedical d.o.o. | 143-6/24 | 25.12.2024 | 25.9.2025
Reagensi, izuzev za transfuziju - ponovljeni postupak | 404-1-110/24-120 | 13 | Reagensi za analizator RAMP (RESPONSE BIOMEDICAL) | 1 | RAMP Troponin I Assay | RGN214284 | komad | 1 test | Response Biomedical Corp. | RAMP Troponin I | 875 | 20% | Superlab d.o.o. | 143-5/24 | 25.12.2024 | 25.9.2025
Reagensi, izuzev za transfuziju - ponovljeni postupak | 404-1-110/24-120 | 13 | Reagensi za analizator RAMP (RESPONSE BIOMEDICAL) | 2 | RAMP Cardiac control level 1, 3x3 ml | RGN214285 | pakovanje | 3x3 ml | Response Biomedical Corp. | RAMP Cardiac Controls Level 1 | 25982 | 20% | Superlab d.o.o. | 143-5/24 | 25.12.2024 | 25.9.2025
Reagensi, izuzev za transfuziju - ponovljeni postupak | 404-1-110/24-120 | 13 | Reagensi za analizator RAMP (RESPONSE BIOMEDICAL) | 3 | RAMP Cardiac control level 2, 3x3 ml | RGN214286 | pakovanje | 3x3 ml | Response Biomedical Corp. | RAMP Cardiac Control Level 2 | 25982 | 20% | Superlab d.o.o. | 143-5/24 | 25.12.2024 | 25.9.2025
Reagensi, izuzev za transfuziju - ponovljeni postupak | 404-1-110/24-120 | 13 | Reagensi za analizator RAMP (RESPONSE BIOMEDICAL) | 4 | RAMP Myoglobin assay | RGN214287 | komad | 1 test | Response Biomedical Corp. | RAMP Myoglobin | 1020 | 20% | Superlab d.o.o. | 143-5/24 | 25.12.2024 | 25.9.2025
Reagensi, izuzev za transfuziju - ponovljeni postupak | 404-1-110/24-120 | 13 | Reagensi za analizator RAMP (RESPONSE BIOMEDICAL) | 5 | RAMP NT-pro-BNP assay | RGN214288 | komad | 1 test | Response Biomedical Corp. | RAMP NT-proBNP | 1912 | 20% | Superlab d.o.o. | 143-5/24 | 25.12.2024 | 25.9.2025
Reagensi, izuzev za transfuziju - ponovljeni postupak | 404-1-110/24-120 | 13 | Reagensi za analizator RAMP (RESPONSE BIOMEDICAL) | 6 | RAMP D-dimer assay | RGN214289 | komad | 1 test | Response Biomedical Corp. | RAMP D-dimer | 1020 | 20% | Superlab d.o.o. | 143-5/24 | 25.12.2024 | 25.9.2025
Reagensi, izuzev za transfuziju - ponovljeni postupak | 404-1-110/24-120 | 13 | Reagensi za analizator RAMP (RESPONSE BIOMEDICAL) | 7 | RAMP CK-MB assay | RGN214290 | komad | 1 test | Response Biomedical Corp. | RAMP CK-MB | 1020 | 20% | Superlab d.o.o. | 143-5/24 | 25.12.2024 | 25.9.2025
Reagensi, izuzev za transfuziju - ponovljeni postupak | 404-1-110/24-120 | 13 | Reagensi za analizator RAMP (RESPONSE BIOMEDICAL) | 8 | RAMP Procalcitonin assay | RGN214291 | komad | 1 test | Response Biomedical Corp. | RAMP Procalcitonin | 1310 | 20% | Superlab d.o.o. | 143-5/24 | 25.12.2024 | 25.9.2025
Reagensi, izuzev za transfuziju - ponovljeni postupak | 404-1-110/24-120 | 14 | Reagensi za biohemijski analizator EasyLite | 1 | Daily cleaning solution kit | RGN215165 | pakovanje | 90ml | Medica Corporation | Daily cleaning solution kit | 5695 | 20% | Superlab d.o.o. | 143-5/24 | 25.12.2024 | 25.9.2025
Reagensi, izuzev za transfuziju - ponovljeni postupak | 404-1-110/24-120 | 14 | Reagensi za biohemijski analizator EasyLite | 2 | Daily rinse solution kit | RGN215166 | pakovanje | 6 x 15 ml | Medica Corporation | Daily rinse solution kit | 5750 | 20% | Superlab d.o.o. | 143-5/24 | 25.12.2024 | 25.9.2025
Reagensi, izuzev za transfuziju - ponovljeni postupak | 404-1-110/24-120 | 14 | Reagensi za biohemijski analizator EasyLite | 3 | Kontrolni serum u tri nivoa | RGN215167 | pakovanje | 30ml | Medica Corporation | EasyQC Tri-Level Quality Control Kit | 11445 | 20% | Superlab d.o.o. | 143-5/24 | 25.12.2024 | 25.9.2025
Reagensi, izuzev za transfuziju - ponovljeni postupak | 404-1-110/24-120 | 14 | Reagensi za biohemijski analizator EasyLite | 4 | Reagens modul Na/K/Cl/Li | RGN215168 | pakovanje | 800 ml | Medica Corporation | EasyLyte Na/K/Cl/Li Solutions Pack | 29075 | 20% | Superlab d.o.o. | 143-5/24 | 25.12.2024 | 25.9.2025
Reagensi, izuzev za transfuziju - ponovljeni postupak | 404-1-110/24-120 | 14 | Reagensi za biohemijski analizator EasyLite | 5 | Solution pack. | RGN215169 | pakovanje | 800ml | Medica Corporation | EasyLyte Na/K Solutions Pack | 23600 | 20% | Superlab d.o.o. | 143-5/24 | 25.12.2024 | 25.9.2025
Reagensi, izuzev za transfuziju - ponovljeni postupak | 404-1-110/24-120 | 14 | Reagensi za biohemijski analizator EasyLite | 6 | Elektroda K | RGN215170 | pakovanje | 1 komad | Medica Corporation | EasyLyte K+ Electrode | 22050 | 20% | Superlab d.o.o. | 143-5/24 | 25.12.2024 | 25.9.2025
Reagensi, izuzev za transfuziju - ponovljeni postupak | 404-1-110/24-120 | 14 | Reagensi za biohemijski analizator EasyLite | 7 | Elektroda Na | RGN215171 | pakovanje | 1 komad | Medica Corporation | EasyLyte Na+ Electrode | 22530 | 20% | Superlab d.o.o. | 143-5/24 | 25.12.2024 | 25.9.2025
Reagensi, izuzev za transfuziju - ponovljeni postupak | 404-1-110/24-120 | 14 | Reagensi za biohemijski analizator EasyLite | 8 | Elektroda Cl | RGN215172 | pakovanje | 1 komad | Medica Corporation | EasyLyte Cl- Electrode | 22530 | 20% | Superlab d.o.o. | 143-5/24 | 25.12.2024 | 25.9.2025
Reagensi, izuzev za transfuziju - ponovljeni postupak | 404-1-110/24-120 | 14 | Reagensi za biohemijski analizator EasyLite | 9 | Elektroda Li | RGN215173 | pakovanje | 1 komad | Medica Corporation | EasyLyte Li+ Electrode | 26200 | 20% | Superlab d.o.o. | 143-5/24 | 25.12.2024 | 25.9.2025
Reagensi, izuzev za transfuziju - ponovljeni postupak | 404-1-110/24-120 | 14 | Reagensi za biohemijski analizator EasyLite | 10 | Referentna elektroda | RGN215174 | pakovanje | 1 komad | Medica Corporation | EasyLyte Reference Electrode | 22050 | 20% | Superlab d.o.o. | 143-5/24 | 25.12.2024 | 25.9.2025
Reagensi, izuzev za transfuziju - ponovljeni postupak | 404-1-110/24-120 | 14 | Reagensi za biohemijski analizator EasyLite | 11 | Reagens modul Na/K/Cl | RGN215175 | pakovanje | 800ml | Medica Corporation | EasyLyte Na/K/Cl Solutions Pack | 25875 | 20% | Superlab d.o.o. | 143-5/24 | 25.12.2024 | 25.9.2025
Reagensi, izuzev za transfuziju - ponovljeni postupak | 404-1-110/24-120 | 14 | Reagensi za biohemijski analizator EasyLite | 12 | Solution pack Na/K/Cl/Ca/Li | RGN233808 | pakovanje | 800mL | Medica Corporation | EasyLyte Na/K/Cl/Ca/Li Solution Pack | 27200 | 20% | Superlab d.o.o. | 143-5/24 | 25.12.2024 | 25.9.2025
Reagensi, izuzev za transfuziju - ponovljeni postupak | 404-1-110/24-120 | 14 | Reagensi za biohemijski analizator EasyLite | 13 | Solution pack Na/K/Ca/pH | RGN233809 | pakovanje | 800mL | Medica Corporation | EasyLyte Na/K/Ca/pH Solution Pack | 25800 | 20% | Superlab d.o.o. | 143-5/24 | 25.12.2024 | 25.9.2025
Reagensi, izuzev za transfuziju - ponovljeni postupak | 404-1-110/24-120 | 14 | Reagensi za biohemijski analizator EasyLite | 14 | EasyLyte pH electrode | RGN233810 | komad | 1 | Medica Corporation | EasyLyte pH Electrode | 28500 | 20% | Superlab d.o.o. | 143-5/24 | 25.12.2024 | 25.9.2025
Reagensi, izuzev za transfuziju - ponovljeni postupak | 404-1-110/24-120 | 14 | Reagensi za biohemijski analizator EasyLite | 15 | EasyLyte Ca electrode | RGN233811 | komad | 1 | Medica Corporation | EasyLyte Ca++ Electrode | 27200 | 20% | Superlab d.o.o. | 143-5/24 | 25.12.2024 | 25.9.2025
Reagensi, izuzev za transfuziju - ponovljeni postupak | 404-1-110/24-120 | 14 | Reagensi za biohemijski analizator EasyLite | 16 | EasyLyte Ca reference electrode | RGN233812 | komad | 1 | Medica Corporation | EasyLyte Ca reference electrode | 20000 | 20% | Superlab d.o.o. | 143-5/24 | 25.12.2024 | 25.9.2025
Reagensi, izuzev za transfuziju - ponovljeni postupak | 404-1-110/24-120 | 14 | Reagensi za biohemijski analizator EasyLite | 17 | Printer Paper | RGN233813 | pakovanje | 3 kom | Medica Corporation | Printer Paper | 3250 | 20% | Superlab d.o.o. | 143-5/24 | 25.12.2024 | 25.9.2025
Reagensi, izuzev za transfuziju - ponovljeni postupak | 404-1-110/24-120 | 15 | Reagensi za biohemijski analizator SPIN 120 (Spinreact) | 1 | Glukoza | RGN215449 | pakovanje | 1 x 1000 ml | SPINREACT | GLUCOSE - LQ. GOD-POD, Tinder 1x1000ml | 4250 | 20% | Superlab d.o.o. | 143-5/24 | 25.12.2024 | 25.9.2025
Reagensi, izuzev za transfuziju - ponovljeni postupak | 404-1-110/24-120 | 15 | Reagensi za biohemijski analizator SPIN 120 (Spinreact) | 2 | Urea | RGN215450 | pakovanje | 10 x 50 ml | SPINREACT | UREA- B Berthelot Enz Color, 10x50ml | 6950 | 20% | Superlab d.o.o. | 143-5/24 | 25.12.2024 | 25.9.2025
Reagensi, izuzev za transfuziju - ponovljeni postupak | 404-1-110/24-120 | 15 | Reagensi za biohemijski analizator SPIN 120 (Spinreact) | 3 | Holesterol | RGN215451 | pakovanje | 4 x 250 ml | SPINREACT | CHOLESTEROL CHOD-POD Enz Color 4x250ml | 5720 | 20% | Superlab d.o.o. | 143-5/24 | 25.12.2024 | 25.9.2025
Reagensi, izuzev za transfuziju - ponovljeni postupak | 404-1-110/24-120 | 15 | Reagensi za biohemijski analizator SPIN 120 (Spinreact) | 4 | Trigliceridi | RGN215452 | pakovanje | 4 x 250 ml | SPINREACT | Triglycerides GPO-POD, Enz-Color, 4x250ml | 13000 | 20% | Superlab d.o.o. | 143-5/24 | 25.12.2024 | 25.9.2025
Reagensi, izuzev za transfuziju - ponovljeni postupak | 404-1-110/24-120 | 15 | Reagensi za biohemijski analizator SPIN 120 (Spinreact) | 5 | AST/GOT | RGN233814 | pakovanje | 1 x 240 ml/ 1 x 60 ml | SPINREACT | GOT/AST - LQ IFCC Enyzmatic - UV 1x240mL/1x60mL | 5450 | 20% | Superlab d.o.o. | 143-5/24 | 25.12.2024 | 25.9.2025
Reagensi, izuzev za transfuziju - ponovljeni postupak | 404-1-110/24-120 | 15 | Reagensi za biohemijski analizator SPIN 120 (Spinreact) | 6 | ALT/GPT | RGN215454 | pakovanje | 1 x 240 ml/ 1 x 60 ml | SPINREACT | GPT/ ALT - LQ IFCC Enzymatic - UV 1x240ml / 1x60 mL | 5450 | 20% | Superlab d.o.o. | 143-5/24 | 25.12.2024 | 25.9.2025
Reagensi, izuzev za transfuziju - ponovljeni postupak | 404-1-110/24-120 | 15 | Reagensi za biohemijski analizator SPIN 120 (Spinreact) | 7 | Kreatinin | RGN215455 | pakovanje | 4 x 250 ml | SPINREACT | Creatinin-Jaffe-Koloinetric-Kinetic 4x250ML | 3450 | 20% | Superlab d.o.o. | 143-5/24 | 25.12.2024 | 25.9.2025
Reagensi, izuzev za transfuziju - ponovljeni postupak | 404-1-110/24-120 | 15 | Reagensi za biohemijski analizator SPIN 120 (Spinreact) | 8 | Gvožđe | RGN215456 | pakovanje | 4 x 50 ml | SPINREACT | IRON- FZ Ferrozine. Colorimetric 4x30 mL,2x20mL | 5425 | 20% | Superlab d.o.o. | 143-5/24 | 25.12.2024 | 25.9.2025
Reagensi, izuzev za transfuziju - ponovljeni postupak | 404-1-110/24-120 | 15 | Reagensi za biohemijski analizator SPIN 120 (Spinreact) | 9 | Ukupni bilirubin | RGN215457 | pakovanje | 2 x 150 ml | SPINREACT | Bilirubin Total DMSO,Colorimetric 2x150 mL | 2450 | 20% | Superlab d.o.o. | 143-5/24 | 25.12.2024 | 25.9.2025
Reagensi, izuzev za transfuziju - ponovljeni postupak | 404-1-110/24-120 | 15 | Reagensi za biohemijski analizator SPIN 120 (Spinreact) | 10 | Bilirubin direktni | RGN215458 | pakovanje | 2 x 150 ml | SPINREACT | Bilirubin Direct DMSO,Colorimetric 2x150 mL | 2450 | 20% | Superlab d.o.o. | 143-5/24 | 25.12.2024 | 25.9.2025
Reagensi, izuzev za transfuziju - ponovljeni postupak | 404-1-110/24-120 | 15 | Reagensi za biohemijski analizator SPIN 120 (Spinreact) | 11 | Gama GT | RGN215459 | pakovanje | 1 x 240 ml / 1 x 60 ml | SPINREACT | GGT-LQ-Carboxz substrate 1x240ml/1x60ml | 8450 | 20% | Superlab d.o.o. | 143-5/24 | 25.12.2024 | 25.9.2025
Reagensi, izuzev za transfuziju - ponovljeni postupak | 404-1-110/24-120 | 15 | Reagensi za biohemijski analizator SPIN 120 (Spinreact) | 12 | Amilaza | RGN215460 | pakovanje | 2 x 60 ml | SPINREACT | AMYLASE-LQ CNPG3. Kinetic, 2x60ml | 8250 | 20% | Superlab d.o.o. | 143-5/24 | 25.12.2024 | 25.9.2025
Reagensi, izuzev za transfuziju - ponovljeni postupak | 404-1-110/24-120 | 15 | Reagensi za biohemijski analizator SPIN 120 (Spinreact) | 13 | HDL - Holesterol | RGN215461 | pakovanje | 1 x 60 ml/1 x 20 ml | SPINREACT | HDL-c-D-Direct 1x60ml1x20mlCD | 11250 | 20% | Superlab d.o.o. | 143-5/24 | 25.12.2024 | 25.9.2025
Reagensi, izuzev za transfuziju - ponovljeni postupak | 404-1-110/24-120 | 15 | Reagensi za biohemijski analizator SPIN 120 (Spinreact) | 14 | Kontrolni serum normalni | RGN215462 | pakovanje | 4 x 5 ml | SPINREACT | SPINTROL ''H'' Normal Human source 4x5ml | 7250 | 20% | Superlab d.o.o. | 143-5/24 | 25.12.2024 | 25.9.2025
Reagensi, izuzev za transfuziju - ponovljeni postupak | 404-1-110/24-120 | 15 | Reagensi za biohemijski analizator SPIN 120 (Spinreact) | 15 | Kontrolni serum patološki | RGN215463 | pakovanje | 4 x 5 ml | SPINREACT | SPINTROL ''H'' Pathological Human source 4x5ml | 7250 | 20% | Superlab d.o.o. | 143-5/24 | 25.12.2024 | 25.9.2025
Reagensi, izuzev za transfuziju - ponovljeni postupak | 404-1-110/24-120 | 15 | Reagensi za biohemijski analizator SPIN 120 (Spinreact) | 16 | Kalibracioni serum | RGN215464 | pakovanje | 4 x 3 ml | SPINREACT | SPINTROL ,,H" Calibrator Human source 4 X 3 ml | 7250 | 20% | Superlab d.o.o. | 143-5/24 | 25.12.2024 | 25.9.2025
Reagensi, izuzev za transfuziju - ponovljeni postupak | 404-1-110/24-120 | 15 | Reagensi za biohemijski analizator SPIN 120 (Spinreact) | 17 | Kivete za Spin 120 | RGN215465 | pakovanje | 5000 komada | SPINREACT | Kivete za Spin120 (5000 komada) | 30500 | 20% | Superlab d.o.o. | 143-5/24 | 25.12.2024 | 25.9.2025
Reagensi, izuzev za transfuziju - ponovljeni postupak | 404-1-110/24-120 | 15 | Reagensi za biohemijski analizator SPIN 120 (Spinreact) | 18 | CK-MB | RGN215466 | pakovanje | 19 X 2,5 ml | SPINREACT | CK-MB , AntiCK-M Immunoinhibition,Kinetic -UV 19x2.5 ml | 11080 | 20% | Superlab d.o.o. | 143-5/24 | 25.12.2024 | 25.9.2025
Reagensi, izuzev za transfuziju - ponovljeni postupak | 404-1-110/24-120 | 15 | Reagensi za biohemijski analizator SPIN 120 (Spinreact) | 19 | CK-NAC | RGN215467 | pakovanje | 20 x 2,5 ml | SPINREACT | CK-NAC, Kinetic-UV, 20x2.5ml | 5400 | 20% | Superlab d.o.o. | 143-5/24 | 25.12.2024 | 25.9.2025
Reagensi, izuzev za transfuziju - ponovljeni postupak | 404-1-110/24-120 | 15 | Reagensi za biohemijski analizator SPIN 120 (Spinreact) | 20 | Albumin (BCG) | RGN215468 | pakovanje | 2 x 250 ml | SPINREACT | Albumin BCG Colorimetric 6x40 mL | 1540 | 20% | Superlab d.o.o. | 143-5/24 | 25.12.2024 | 25.9.2025
Reagensi, izuzev za transfuziju - ponovljeni postupak | 404-1-110/24-120 | 15 | Reagensi za biohemijski analizator SPIN 120 (Spinreact) | 21 | Ukupni proteini (biuret) | RGN215469 | pakovanje | 2 x 250 ml | SPINREACT | Ukupni proteini Biuret. Colorimetric. 2x250ml | 3250 | 20% | Superlab d.o.o. | 143-5/24 | 25.12.2024 | 25.9.2025
Reagensi, izuzev za transfuziju - ponovljeni postupak | 404-1-110/24-120 | 15 | Reagensi za biohemijski analizator SPIN 120 (Spinreact) | 22 | SD Deterdzent 1 L | RGN233815 | pakovanje | 1 l | SPINREACT | CD Detergent 1L za Spin 200E | 3750 | 20% | Superlab d.o.o. | 143-5/24 | 25.12.2024 | 25.9.2025
Reagensi, izuzev za transfuziju - ponovljeni postupak | 404-1-110/24-120 | 15 | Reagensi za biohemijski analizator SPIN 120 (Spinreact) | 23 | ALP (DGKC) | RGN215471 | pakovanje | 1 x 240 ml/ 1 x 60 ml | SPINREACT | ALP-LQ DGKC Kinetic optimized | 3450 | 20% | Superlab d.o.o. | 143-5/24 | 25.12.2024 | 25.9.2025
Reagensi, izuzev za transfuziju - ponovljeni postupak | 404-1-110/24-120 | 15 | Reagensi za biohemijski analizator SPIN 120 (Spinreact) | 24 | CRP | RGN233816 | pakovanje | 200mL/50mL/1mL | SPINREACT | CRP TURBI Turbilatex - 1x200ml/1x50ml/1x1ml | 59121 | 20% | Superlab d.o.o. | 143-5/24 | 25.12.2024 | 25.9.2025
Reagensi, izuzev za transfuziju - ponovljeni postupak | 404-1-110/24-120 | 15 | Reagensi za biohemijski analizator SPIN 120 (Spinreact) | 25 | LDH | RGN233817 | pakovanje | 1 x 240 ml/ 1 x 60 ml | SPINREACT | ldh-lq.ifcc.Kinetic-UV 1x240ml/1x60ml | 5092 | 20% | Superlab d.o.o. | 143-5/24 | 25.12.2024 | 25.9.2025
Reagensi, izuzev za transfuziju - ponovljeni postupak | 404-1-110/24-120 | 15 | Reagensi za biohemijski analizator SPIN 120 (Spinreact) | 26 | Mokraćna kiselina | RGN233818 | pakovanje | 10x50mL | SPINREACT | URIC ACID Uricase-POD, Enz-Color 10x50 mL | 7636 | 20% | Superlab d.o.o. | 143-5/24 | 25.12.2024 | 25.9.2025
Reagensi, izuzev za transfuziju - ponovljeni postupak | 404-1-110/24-120 | 15 | Reagensi za biohemijski analizator SPIN 120 (Spinreact) | 27 | Laktat | RGN233819 | pakovanje | 5x10mL | SPINREACT | Lactate, Trinder, Enyzmatic-Colorimetric 5x10ml | 7128 | 20% | Superlab d.o.o. | 143-5/24 | 25.12.2024 | 25.9.2025
Reagensi, izuzev za transfuziju - ponovljeni postupak | 404-1-110/24-120 | 15 | Reagensi za biohemijski analizator SPIN 120 (Spinreact) | 28 | Bilirubin Total DPD | RGN233820 | pakovanje | 1 x 240 ml/ 1 x 60 ml | SPINREACT | Bilirubin Total DPD . 1x240 ml / 1x60 ml | 7108 | 20% | Superlab d.o.o. | 143-5/24 | 25.12.2024 | 25.9.2025
Reagensi, izuzev za transfuziju - ponovljeni postupak | 404-1-110/24-120 | 15 | Reagensi za biohemijski analizator SPIN 120 (Spinreact) | 29 | Bilirubin Direct DPD | RGN233821 | pakovanje | 1 x 240 ml/ 1 x 60 ml | SPINREACT | Bilirubin Total DPD 1x240 ml / 1x60 ml | 4240 | 20% | Superlab d.o.o. | 143-5/24 | 25.12.2024 | 25.9.2025
Reagensi, izuzev za transfuziju - ponovljeni postupak | 404-1-110/24-120 | 16 | Reagensi za biohemijski analizator EasyBloodGas | 1 | Reagens modul | RGN216185 | pakovanje | 800ml | Medica Corporation | EasyBloodGas Reagent Module | 28200 | 20% | Superlab d.o.o. | 143-5/24 | 25.12.2024 | 25.9.2025
Reagensi, izuzev za transfuziju - ponovljeni postupak | 404-1-110/24-120 | 17 | Elektrohemijski glukoza analizator Super GL (Dr Muller) | 1 | Reakcione čašice (Hemolysate system solution 2 ml) | RGN233822 | pakovanje | 1000 komada | Dr. Muller Geratebau | Glucocapil reaction cups System Glucose/Lactate | 20400 | 20% | Superlab d.o.o. | 143-5/24 | 25.12.2024 | 25.9.2025
Reagensi, izuzev za transfuziju - ponovljeni postupak | 404-1-110/24-120 | 17 | Elektrohemijski glukoza analizator Super GL (Dr Muller) | 2 | System solution GL | RGN216191 | pakovanje | 1 l | Dr. Muller Geratebau | System Solution SUPER GL | 2100 | 20% | Superlab d.o.o. | 143-5/24 | 25.12.2024 | 25.9.2025
Reagensi, izuzev za transfuziju - ponovljeni postupak | 404-1-110/24-120 | 17 | Elektrohemijski glukoza analizator Super GL (Dr Muller) | 3 | Senzor | RGN216192 | komad | 10.000 analiza | Dr. Muller Geratebau | .Sensor Glucose / Lactate | 15800 | 20% | Superlab d.o.o. | 143-5/24 | 25.12.2024 | 25.9.2025
Reagensi, izuzev za transfuziju - ponovljeni postupak | 404-1-110/24-120 | 17 | Elektrohemijski glukoza analizator Super GL (Dr Muller) | 4 | Kontrola N | RGN216193 | pakovanje | 50 komada | Dr. Muller Geratebau | GL Control | 6800 | 20% | Superlab d.o.o. | 143-5/24 | 25.12.2024 | 25.9.2025
Reagensi, izuzev za transfuziju - ponovljeni postupak | 404-1-110/24-120 | 17 | Elektrohemijski glukoza analizator Super GL (Dr Muller) | 5 | Kontrola P | RGN216194 | pakovanje | 50 komada | Dr. Muller Geratebau | GL Control | 6800 | 20% | Superlab d.o.o. | 143-5/24 | 25.12.2024 | 25.9.2025
Reagensi, izuzev za transfuziju - ponovljeni postupak | 404-1-110/24-120 | 17 | Elektrohemijski glukoza analizator Super GL (Dr Muller) | 6 | Glukoza Calibration solution | RGN216195 | pakovanje | 100 komada | Dr. Muller Geratebau | Glucocapil calibration solution system Glucose/Lactate | 3970 | 20% | Superlab d.o.o. | 143-5/24 | 25.12.2024 | 25.9.2025
Reagensi, izuzev za transfuziju - ponovljeni postupak | 404-1-110/24-120 | 18 | Laboratorijski reagensi za histohemiju i enzimohistohemiju | 1 | Acid phosphatase fixative | RGN216944 | pakovanje | 100 ml | BioOptica | Fixative for enzyme histochemistry for Acid phosphatase | 11000 | 20% | Galen-Fokus d.o.o. | 143-3/24 | 25.12.2024 | 25.9.2025
Reagensi, izuzev za transfuziju - ponovljeni postupak | 404-1-110/24-120 | 18 | Laboratorijski reagensi za histohemiju i enzimohistohemiju | 2 | Acid phosphatase kit | RGN216945 | pakovanje | 100 | BioOptica | Acid phosphatase | 45890 | 20% | Galen-Fokus d.o.o. | 143-3/24 | 25.12.2024 | 25.9.2025
Reagensi, izuzev za transfuziju - ponovljeni postupak | 404-1-110/24-120 | 18 | Laboratorijski reagensi za histohemiju i enzimohistohemiju | 3 | Alcian Blue pH 2,5 | RGN216946 | pakovanje | 100 | BioOptica | Alcian Blue pH 2,5 | 8200 | 20% | Galen-Fokus d.o.o. | 143-3/24 | 25.12.2024 | 25.9.2025
Reagensi, izuzev za transfuziju - ponovljeni postupak | 404-1-110/24-120 | 18 | Laboratorijski reagensi za histohemiju i enzimohistohemiju | 4 | Alcian Blue pH 2,5 PAS | RGN216947 | pakovanje | 100 | BioOptica | Alcian Blue pH 2,5 -P.A.S. | 16150 | 20% | Galen-Fokus d.o.o. | 143-3/24 | 25.12.2024 | 25.9.2025
Reagensi, izuzev za transfuziju - ponovljeni postupak | 404-1-110/24-120 | 18 | Laboratorijski reagensi za histohemiju i enzimohistohemiju | 5 | Alkaline phosphatase kit | RGN216948 | pakovanje | 100 | BioOptica | Alkaline phosphatase | 33000 | 20% | Galen-Fokus d.o.o. | 143-3/24 | 25.12.2024 | 25.9.2025
Reagensi, izuzev za transfuziju - ponovljeni postupak | 404-1-110/24-120 | 18 | Laboratorijski reagensi za histohemiju i enzimohistohemiju | 6 | ATPase kit | RGN216949 | pakovanje | 100 | BioOptica | ATPase | 183000 | 20% | Galen-Fokus d.o.o. | 143-3/24 | 25.12.2024 | 25.9.2025
Reagensi, izuzev za transfuziju - ponovljeni postupak | 404-1-110/24-120 | 18 | Laboratorijski reagensi za histohemiju i enzimohistohemiju | 7 | Backer fixative for oil red | RGN216950 | pakovanje | 500 ml | BioOptica | Fixative for enzyme histochemistry Backer | 33000 | 20% | Galen-Fokus d.o.o. | 143-3/24 | 25.12.2024 | 25.9.2025
Reagensi, izuzev za transfuziju - ponovljeni postupak | 404-1-110/24-120 | 18 | Laboratorijski reagensi za histohemiju i enzimohistohemiju | 8 | Bielschowsky for neurofibrils | RGN216951 | pakovanje | 100 | BioOptica | Bielschowsky for neurofibrils | 19200 | 20% | Galen-Fokus d.o.o. | 143-3/24 | 25.12.2024 | 25.9.2025
Reagensi, izuzev za transfuziju - ponovljeni postupak | 404-1-110/24-120 | 18 | Laboratorijski reagensi za histohemiju i enzimohistohemiju | 9 | Colloidal iron for acid mucins | RGN216952 | pakovanje | 100 | BioOptica | Colloidal iron | 16200 | 20% | Galen-Fokus d.o.o. | 143-3/24 | 25.12.2024 | 25.9.2025
Reagensi, izuzev za transfuziju - ponovljeni postupak | 404-1-110/24-120 | 18 | Laboratorijski reagensi za histohemiju i enzimohistohemiju | 10 | Congo red | RGN216953 | pakovanje | 100 | BioOptica | Congo red | 11200 | 20% | Galen-Fokus d.o.o. | 143-3/24 | 25.12.2024 | 25.9.2025
Reagensi, izuzev za transfuziju - ponovljeni postupak | 404-1-110/24-120 | 18 | Laboratorijski reagensi za histohemiju i enzimohistohemiju | 11 | Cytochrome C oxidase kit | RGN216954 | pakovanje | 100 | BioOptica | Cytochrome C Oxidase | 142000 | 20% | Galen-Fokus d.o.o. | 143-3/24 | 25.12.2024 | 25.9.2025
Reagensi, izuzev za transfuziju - ponovljeni postupak | 404-1-110/24-120 | 18 | Laboratorijski reagensi za histohemiju i enzimohistohemiju | 12 | Diaphorase (NADH) kit | RGN216955 | pakovanje | 100 | BioOptica | NADH Diaphorase | 33000 | 20% | Galen-Fokus d.o.o. | 143-3/24 | 25.12.2024 | 25.9.2025
Reagensi, izuzev za transfuziju - ponovljeni postupak | 404-1-110/24-120 | 18 | Laboratorijski reagensi za histohemiju i enzimohistohemiju | 13 | Diastase for enzymatic digestion | RGN216956 | pakovanje | 40 | BioOptica | Diastase for enzymatic digestion | 8200 | 20% | Galen-Fokus d.o.o. | 143-3/24 | 25.12.2024 | 25.9.2025
Reagensi, izuzev za transfuziju - ponovljeni postupak | 404-1-110/24-120 | 18 | Laboratorijski reagensi za histohemiju i enzimohistohemiju | 14 | Giemsa for Helicobacter pylori | RGN216957 | kit | kit za 75 testova | BioOptica | Giemsa for Helicobactery | 13500 | 20% | Galen-Fokus d.o.o. | 143-3/24 | 25.12.2024 | 25.9.2025
Reagensi, izuzev za transfuziju - ponovljeni postupak | 404-1-110/24-120 | 18 | Laboratorijski reagensi za histohemiju i enzimohistohemiju | 15 | Gomori's paraldehyde fuchsin | RGN216958 | pakovanje | 100 | BioOptica | Paraldehyde Fuchsin Gomori | 15500 | 20% | Galen-Fokus d.o.o. | 143-3/24 | 25.12.2024 | 25.9.2025
Reagensi, izuzev za transfuziju - ponovljeni postupak | 404-1-110/24-120 | 18 | Laboratorijski reagensi za histohemiju i enzimohistohemiju | 16 | Gordon-Sweet for reticulum | RGN216959 | pakovanje | 100 | BioOptica | Gordon-Sweet for reticulum | 18600 | 20% | Galen-Fokus d.o.o. | 143-3/24 | 25.12.2024 | 25.9.2025
Reagensi, izuzev za transfuziju - ponovljeni postupak | 404-1-110/24-120 | 18 | Laboratorijski reagensi za histohemiju i enzimohistohemiju | 17 | Gram staining for bacteria | RGN216960 | pakovanje | 100 | BioOptica | Gram for bacteria | 15500 | 20% | Galen-Fokus d.o.o. | 143-3/24 | 25.12.2024 | 25.9.2025
Reagensi, izuzev za transfuziju - ponovljeni postupak | 404-1-110/24-120 | 18 | Laboratorijski reagensi za histohemiju i enzimohistohemiju | 18 | Grocott for fungi | RGN216962 | pakovanje | 120 | BioOptica | Grocott | 17500 | 20% | Galen-Fokus d.o.o. | 143-3/24 | 25.12.2024 | 25.9.2025
Reagensi, izuzev za transfuziju - ponovljeni postupak | 404-1-110/24-120 | 18 | Laboratorijski reagensi za histohemiju i enzimohistohemiju | 19 | Mallory trichrome staining | RGN216963 | pakovanje | 100 | BioOptica | Mallory trichrome | 15500 | 20% | Galen-Fokus d.o.o. | 143-3/24 | 25.12.2024 | 25.9.2025
Reagensi, izuzev za transfuziju - ponovljeni postupak | 404-1-110/24-120 | 18 | Laboratorijski reagensi za histohemiju i enzimohistohemiju | 20 | Masson Fontana for melanin | RGN216964 | pakovanje | 100 | BioOptica | Masson Fontana | 17500 | 20% | Galen-Fokus d.o.o. | 143-3/24 | 25.12.2024 | 25.9.2025
Reagensi, izuzev za transfuziju - ponovljeni postupak | 404-1-110/24-120 | 18 | Laboratorijski reagensi za histohemiju i enzimohistohemiju | 21 | Masson trichrome staining with aniline blue | RGN216965 | pakovanje | 100 | BioOptica | Masson Trichrome | 14500 | 20% | Galen-Fokus d.o.o. | 143-3/24 | 25.12.2024 | 25.9.2025
Reagensi, izuzev za transfuziju - ponovljeni postupak | 404-1-110/24-120 | 18 | Laboratorijski reagensi za histohemiju i enzimohistohemiju | 22 | Methyl green buffered | RGN216967 | pakovanje | 100 ml | BioOptica | Staining solutions for enzyme histochemistry Methyl green buffered | 12000 | 20% | Galen-Fokus d.o.o. | 143-3/24 | 25.12.2024 | 25.9.2025
Reagensi, izuzev za transfuziju - ponovljeni postupak | 404-1-110/24-120 | 18 | Laboratorijski reagensi za histohemiju i enzimohistohemiju | 23 | Myoadenylate deaminase kit | RGN216968 | pakovanje | 100 | BioOptica | Myoadenylate deaminase | 35000 | 20% | Galen-Fokus d.o.o. | 143-3/24 | 25.12.2024 | 25.9.2025
Reagensi, izuzev za transfuziju - ponovljeni postupak | 404-1-110/24-120 | 18 | Laboratorijski reagensi za histohemiju i enzimohistohemiju | 24 | Non-specific Esterase kit | RGN216969 | pakovanje | 100 | BioOptica | Nonspecific Esterase | 38500 | 20% | Galen-Fokus d.o.o. | 143-3/24 | 25.12.2024 | 25.9.2025
Reagensi, izuzev za transfuziju - ponovljeni postupak | 404-1-110/24-120 | 18 | Laboratorijski reagensi za histohemiju i enzimohistohemiju | 25 | Oil Red O solution | RGN216970 | pakovanje | 100 ml | BioOptica | Staining solutions for enzyme histochemistry Oil Red O | 9000 | 20% | Galen-Fokus d.o.o. | 143-3/24 | 25.12.2024 | 25.9.2025
Reagensi, izuzev za transfuziju - ponovljeni postupak | 404-1-110/24-120 | 18 | Laboratorijski reagensi za histohemiju i enzimohistohemiju | 26 | Orcein for elastic fibres | RGN216971 | pakovanje | 100 | BioOptica | Orcein for elastic fibres | 10500 | 20% | Galen-Fokus d.o.o. | 143-3/24 | 25.12.2024 | 25.9.2025
Reagensi, izuzev za transfuziju - ponovljeni postupak | 404-1-110/24-120 | 18 | Laboratorijski reagensi za histohemiju i enzimohistohemiju | 27 | P.A.S. - A Periodic Acid Schiff - Amylase | RGN216972 | pakovanje | 100 | BioOptica | P.A.S - A Periodic Acid Schiff - Amylase | 18600 | 20% | Galen-Fokus d.o.o. | 143-3/24 | 25.12.2024 | 25.9.2025
Reagensi, izuzev za transfuziju - ponovljeni postupak | 404-1-110/24-120 | 18 | Laboratorijski reagensi za histohemiju i enzimohistohemiju | 28 | P.T.A.H. Phosphotungstic acid hematoxylin | RGN216973 | pakovanje | 100 | BioOptica | Phosphotungstic acid hematoxylin- P.T.A.H | 10500 | 20% | Galen-Fokus d.o.o. | 143-3/24 | 25.12.2024 | 25.9.2025
Reagensi, izuzev za transfuziju - ponovljeni postupak | 404-1-110/24-120 | 18 | Laboratorijski reagensi za histohemiju i enzimohistohemiju | 29 | Periodic acid-silver methenamine (P.A.S.M.) | RGN216974 | pakovanje | 100 | BioOptica | Silver Methenamine P.A.S.M. | 15500 | 20% | Galen-Fokus d.o.o. | 143-3/24 | 25.12.2024 | 25.9.2025
Reagensi, izuzev za transfuziju - ponovljeni postupak | 404-1-110/24-120 | 18 | Laboratorijski reagensi za histohemiju i enzimohistohemiju | 30 | Perls method for ferric iron | RGN216975 | kit | kit za 72 testa | BioOptica | Perls | 15500 | 20% | Galen-Fokus d.o.o. | 143-3/24 | 25.12.2024 | 25.9.2025
Reagensi, izuzev za transfuziju - ponovljeni postupak | 404-1-110/24-120 | 18 | Laboratorijski reagensi za histohemiju i enzimohistohemiju | 31 | Phosphofructokinase (PKF) kit | RGN216976 | pakovanje | 100 | BioOptica | Phosphofructokinase | 36000 | 20% | Galen-Fokus d.o.o. | 143-3/24 | 25.12.2024 | 25.9.2025
Reagensi, izuzev za transfuziju - ponovljeni postupak | 404-1-110/24-120 | 18 | Laboratorijski reagensi za histohemiju i enzimohistohemiju | 32 | Phosphorylase kit | RGN216977 | pakovanje | 100 | BioOptica | Phosphorylase | 36000 | 20% | Galen-Fokus d.o.o. | 143-3/24 | 25.12.2024 | 25.9.2025
Reagensi, izuzev za transfuziju - ponovljeni postupak | 404-1-110/24-120 | 18 | Laboratorijski reagensi za histohemiju i enzimohistohemiju | 33 | Succinic dehydrogenase kit | RGN216978 | pakovanje | 100 | BioOptica | Succinic dehydrogenase | 30000 | 20% | Galen-Fokus d.o.o. | 143-3/24 | 25.12.2024 | 25.9.2025
Reagensi, izuzev za transfuziju - ponovljeni postupak | 404-1-110/24-120 | 18 | Laboratorijski reagensi za histohemiju i enzimohistohemiju | 34 | Sudan black | RGN216979 | pakovanje | 150 ml | BioOptica | Sudan black | 3450 | 20% | Galen-Fokus d.o.o. | 143-3/24 | 25.12.2024 | 25.9.2025
Reagensi, izuzev za transfuziju - ponovljeni postupak | 404-1-110/24-120 | 18 | Laboratorijski reagensi za histohemiju i enzimohistohemiju | 35 | Toluidine blue polychrome | RGN216980 | pakovanje | 150 ml | BioOptica | Toluidine blue polychrome | 3450 | 20% | Galen-Fokus d.o.o. | 143-3/24 | 25.12.2024 | 25.9.2025
Reagensi, izuzev za transfuziju - ponovljeni postupak | 404-1-110/24-120 | 18 | Laboratorijski reagensi za histohemiju i enzimohistohemiju | 36 | Trichrome stain Gomori | RGN216981 | pakovanje | 100 ml | BioOptica | Staining solutions for enzyme histochemistry Gomori Trichrome | 12000 | 20% | Galen-Fokus d.o.o. | 143-3/24 | 25.12.2024 | 25.9.2025
Reagensi, izuzev za transfuziju - ponovljeni postupak | 404-1-110/24-120 | 18 | Laboratorijski reagensi za histohemiju i enzimohistohemiju | 37 | Van Gieson trichrome staining | RGN216982 | pakovanje | 100 | BioOptica | Van Gieson trichrome | 10500 | 20% | Galen-Fokus d.o.o. | 143-3/24 | 25.12.2024 | 25.9.2025
Reagensi, izuzev za transfuziju - ponovljeni postupak | 404-1-110/24-120 | 18 | Laboratorijski reagensi za histohemiju i enzimohistohemiju | 38 | Verhoeff | RGN216983 | pakovanje | 100 | BioOptica | Verhoeff | 14500 | 20% | Galen-Fokus d.o.o. | 143-3/24 | 25.12.2024 | 25.9.2025
Reagensi, izuzev za transfuziju - ponovljeni postupak | 404-1-110/24-120 | 18 | Laboratorijski reagensi za histohemiju i enzimohistohemiju | 39 | Warthin-Starry method for spirochetes | RGN216984 | pakovanje | 40 | BioOptica | Warthin-Starry for spirochets | 17500 | 20% | Galen-Fokus d.o.o. | 143-3/24 | 25.12.2024 | 25.9.2025
Reagensi, izuzev za transfuziju - ponovljeni postupak | 404-1-110/24-120 | 18 | Laboratorijski reagensi za histohemiju i enzimohistohemiju | 40 | Weigert foor elastic fibers | RGN216985 | pakovanje | 100 | BioOptica | Weigert rapid method for elastic fibers | 17500 | 20% | Galen-Fokus d.o.o. | 143-3/24 | 25.12.2024 | 25.9.2025
Reagensi, izuzev za transfuziju - ponovljeni postupak | 404-1-110/24-120 | 18 | Laboratorijski reagensi za histohemiju i enzimohistohemiju | 41 | Ziehl-Neelsen for mycobacteria | RGN216987 | pakovanje | 100 | BioOptica | Ziehl-Neelsen | 10500 | 20% | Galen-Fokus d.o.o. | 143-3/24 | 25.12.2024 | 25.9.2025
Reagensi, izuzev za transfuziju - ponovljeni postupak | 404-1-110/24-120 | 18 | Laboratorijski reagensi za histohemiju i enzimohistohemiju | 42 | Silver Impregnation | RGN216988 | pakovanje | 100 | BioOptica | Silver Impregnation | 18500 | 20% | Galen-Fokus d.o.o. | 143-3/24 | 25.12.2024 | 25.9.2025
Reagensi, izuzev za transfuziju - ponovljeni postupak | 404-1-110/24-120 | 18 | Laboratorijski reagensi za histohemiju i enzimohistohemiju | 43 | P.A.S. Periodic Acid Schiff Hotchkiss-MC Manus | RGN233693 | test | 100 | BioOptica | P.A.S. Periodic Acid Schiff Hotchkiss-MC Manus | 17600 | 20% | Galen-Fokus d.o.o. | 143-3/24 | 25.12.2024 | 25.9.2025
Reagensi, izuzev za transfuziju - ponovljeni postupak | 404-1-110/24-120 | 19 | Reagensi za aparat za odredjivanje osmolalnosti Osmo 1 | 1 | 50 mOsm CALIBRATION STANDARD | RGN232064 | pakovanje | 10x2ml | ADVANCED INSTRUMENTS | Calibration standard 50 mOsm | 32200 | 20% | Superlab d.o.o. | 143-5/24 | 25.12.2024 | 25.9.2025
Reagensi, izuzev za transfuziju - ponovljeni postupak | 404-1-110/24-120 | 19 | Reagensi za aparat za odredjivanje osmolalnosti Osmo 1 | 2 | 850 mOsm CALIBRATION STANDARD | RGN232065 | pakovanje | 10x2ml | ADVANCED INSTRUMENTS | Calibration standard 850 mOsm | 32200 | 20% | Superlab d.o.o. | 143-5/24 | 25.12.2024 | 25.9.2025
Reagensi, izuzev za transfuziju - ponovljeni postupak | 404-1-110/24-120 | 19 | Reagensi za aparat za odredjivanje osmolalnosti Osmo 1 | 3 | 2000 mOsm CALIBRATION STANDARD | RGN232066 | pakovanje | 10x2ml | ADVANCED INSTRUMENTS | Calibration standard 2000 mOsm | 32200 | 20% | Superlab d.o.o. | 143-5/24 | 25.12.2024 | 25.9.2025
Reagensi, izuzev za transfuziju - ponovljeni postupak | 404-1-110/24-120 | 19 | Reagensi za aparat za odredjivanje osmolalnosti Osmo 1 | 4 | PROTINOL 3 LEVEL OSMOMETER CONTROL | RGN232067 | pakovanje | 9x3ml | ADVANCED INSTRUMENTS | Protinol 3 lever Osmometar Control | 43990 | 20% | Superlab d.o.o. | 143-5/24 | 25.12.2024 | 25.9.2025
Reagensi, izuzev za transfuziju - ponovljeni postupak | 404-1-110/24-120 | 19 | Reagensi za aparat za odredjivanje osmolalnosti Osmo 1 | 5 | RENOL 2 LEVEL OSMOMETER CONTROL | RGN232068 | pakovanje | 8x3ml | ADVANCED INSTRUMENTS | Renol 2 lever Osmometar Control | 44560 | 20% | Superlab d.o.o. | 143-5/24 | 25.12.2024 | 25.9.2025
Reagensi, izuzev za transfuziju - ponovljeni postupak | 404-1-110/24-120 | 19 | Reagensi za aparat za odredjivanje osmolalnosti Osmo 1 | 6 | CLINITROL 290 REFERENCE SOLUTION | RGN232069 | pakovanje | 10x2ml | ADVANCED INSTRUMENTS | Clinitrol 290 Reference Control | 39675 | 20% | Superlab d.o.o. | 143-5/24 | 25.12.2024 | 25.9.2025
Reagensi, izuzev za transfuziju - ponovljeni postupak | 404-1-110/24-120 | 19 | Reagensi za aparat za odredjivanje osmolalnosti Osmo 1 | 7 | OSMOLALITY LINEARITY SET 100-2000 mOsm/kg | RGN232070 | pakovanje | 5x2x5ml | ADVANCED INSTRUMENTS | Osmolality Linearity Set 100 2000 mOsm/Kg | 20950 | 20% | Superlab d.o.o. | 143-5/24 | 25.12.2024 | 25.9.2025
Reagensi, izuzev za transfuziju - ponovljeni postupak | 404-1-110/24-120 | 19 | Reagensi za aparat za odredjivanje osmolalnosti Osmo 1 | 8 | SAMPLE TIPS, CHAMBER CLEANERS AND PLUNGER WIRE | RGN232071 | pakovanje | 1x500ml | ADVANCED INSTRUMENTS | Sample tips, Chamber Cleaners and plung wire | 173535 | 20% | Superlab d.o.o. | 143-5/24 | 25.12.2024 | 25.9.2025
Reagensi, izuzev za transfuziju - ponovljeni postupak | 404-1-110/24-120 | 20 | Reagensi za aparat KOFA MA - 1 | 1 | Ctroponin | RGN232072 | pakovanje | 25 kom | Guangzhou Kofa Biotechnology Co Ltd | cTnI reagent kit | 21125 | 20% | Feniks-Medika d.o.o. | 143-2/24 | 25.12.2024 | 25.9.2025
Reagensi, izuzev za transfuziju - ponovljeni postupak | 404-1-110/24-120 | 20 | Reagensi za aparat KOFA MA - 1 | 2 | CRP | RGN232073 | pakovanje | 25 kom | Guangzhou Kofa Biotechnology Co Ltd | CRP reagent kit | 8250 | 20% | Feniks-Medika d.o.o. | 143-2/24 | 25.12.2024 | 25.9.2025
Reagensi, izuzev za transfuziju - ponovljeni postupak | 404-1-110/24-120 | 20 | Reagensi za aparat KOFA MA - 1 | 3 | cTnY/Myo/Ck-Mb | RGN232074 | pakovanje | 25 kom | Guangzhou Kofa Biotechnology Co Ltd | cTnI/Myo/Ck-Mb reagent kit | 36200 | 20% | Feniks-Medika d.o.o. | 143-2/24 | 25.12.2024 | 25.9.2025
Reagensi, izuzev za transfuziju - ponovljeni postupak | 404-1-110/24-120 | 20 | Reagensi za aparat KOFA MA - 1 | 4 | Mioglobin | RGN232075 | pakovanje | 25 kom | Guangzhou Kofa Biotechnology Co Ltd | Myo reagent kit | 16850 | 20% | Feniks-Medika d.o.o. | 143-2/24 | 25.12.2024 | 25.9.2025
Reagensi, izuzev za transfuziju - ponovljeni postupak | 404-1-110/24-120 | 20 | Reagensi za aparat KOFA MA - 1 | 5 | NT- pro BNP | RGN232076 | pakovanje | 25 kom | Guangzhou Kofa Biotechnology Co Ltd | NT pro-BNP reagent kit | 33125 | 20% | Feniks-Medika d.o.o. | 143-2/24 | 25.12.2024 | 25.9.2025
Reagensi, izuzev za transfuziju - ponovljeni postupak | 404-1-110/24-120 | 20 | Reagensi za aparat KOFA MA - 1 | 6 | CK-MB | RGN232077 | pakovanje | 25 kom | Guangzhou Kofa Biotechnology Co Ltd | CK-MB reagent kit | 11800 | 20% | Feniks-Medika d.o.o. | 143-2/24 | 25.12.2024 | 25.9.2025
Reagensi, izuzev za transfuziju - ponovljeni postupak | 404-1-110/24-120 | 20 | Reagensi za aparat KOFA MA - 1 | 7 | D-dimer | RGN232078 | pakovanje | 25 kom | Guangzhou Kofa Biotechnology Co Ltd | D-Dimer reagent kit | 12700 | 20% | Feniks-Medika d.o.o. | 143-2/24 | 25.12.2024 | 25.9.2025
Reagensi, izuzev za transfuziju - ponovljeni postupak | 404-1-110/24-120 | 20 | Reagensi za aparat KOFA MA - 1 | 8 | Hba1c | RGN232079 | pakovanje | 25 kom | Guangzhou Kofa Biotechnology Co Ltd | Hba1c reagent kit | 12800 | 20% | Feniks-Medika d.o.o. | 143-2/24 | 25.12.2024 | 25.9.2025
Reagensi, izuzev za transfuziju - ponovljeni postupak | 404-1-110/24-120 | 20 | Reagensi za aparat KOFA MA - 1 | 9 | PCT | RGN242333 | pakovanje | 25 kom | Guangzhou Kofa Biotechnology Co Ltd | PCT reagent kit | 31125 | 20% | Feniks-Medika d.o.o. | 143-2/24 | 25.12.2024 | 25.9.2025
Reagensi, izuzev za transfuziju, za zdravstvene ustanove primarnog nivoa zdravstvene zaštite - ponovljeni postupak | 404-1-110/25-26 | 1 | Reagensi I potrošni materijal za fizičko hemijski pregled urina najmanje 11 analiza | 1 | Test trake za analizu urina - minimum 11 parametara (bez mikroalbumina) | RGN221478 | komad |  | DFI | CYBOW 11M (a150) | 4.16 | 20% | Promedia d.o.o. | 55-1/25 | 6.5.2025 | 6.11.2025
Reagensi, izuzev za transfuziju, za zdravstvene ustanove primarnog nivoa zdravstvene zaštite - ponovljeni postupak | 404-1-110/25-26 | 3 | Reagensi i potrošni materijal za aparate proizvođača Zybio (ExC200 i ExC420) | 1 | Probe Detergent | RGN240786 | pakovanje |  | Zybio Inc. | Probe Detergent 8x60mL | 36000 | 20% | Yunycom d.o.o. | 55-2/25 | 6.5.2025 | 6.11.2025
Reagensi, izuzev za transfuziju, za zdravstvene ustanove primarnog nivoa zdravstvene zaštite - ponovljeni postupak | 404-1-110/25-26 | 3 | Reagensi i potrošni materijal za aparate proizvođača Zybio (ExC200 i ExC420) | 2 | Diacon P (kontrolni serum abnormal) | RGN240797 | pakovanje |  | Dialab G.m.b.H. | Diacon P (Control serum abnormal), 1x5ml | 5300 | 20% | Yunycom d.o.o. | 55-2/25 | 6.5.2025 | 6.11.2025
Reagensi, izuzev za transfuziju, za zdravstvene ustanove primarnog nivoa zdravstvene zaštite - ponovljeni postupak | 404-1-110/25-26 | 3 | Reagensi i potrošni materijal za aparate proizvođača Zybio (ExC200 i ExC420) | 3 | Fosfor | RGN240798 | pakovanje |  | Dialab G.m.b.H. | Phosphorus inorganic, 5x50ml | 5410 | 20% | Yunycom d.o.o. | 55-2/25 | 6.5.2025 | 6.11.2025
Reagensi, izuzev za transfuziju, za zdravstvene ustanove primarnog nivoa zdravstvene zaštite - ponovljeni postupak | 404-1-110/25-26 | 3 | Reagensi i potrošni materijal za aparate proizvođača Zybio (ExC200 i ExC420) | 4 | CRP kontrola Low | RGN240822 | pakovanje |  | Dialab G.m.b.H. | CRP Control Low 1x5 mL | 21130 | 20% | Yunycom d.o.o. | 55-2/25 | 6.5.2025 | 6.11.2025
Reagensi, izuzev za transfuziju, za zdravstvene ustanove primarnog nivoa zdravstvene zaštite - ponovljeni postupak | 404-1-110/25-26 | 3 | Reagensi i potrošni materijal za aparate proizvođača Zybio (ExC200 i ExC420) | 5 | Calcium (Ca) Kit (Arsenazo III Method) | RGN250213 | komad |  | Zybio Inc. | Calcium (Ca) Kit (Arsenazo III Method) | 5210 | 20% | Yunycom d.o.o. | 55-2/25 | 6.5.2025 | 6.11.2025